## Sheet1
Item Code | Item Description | Part No. | Part Description | Unit Of Measurement | Spare Part Type | Location | Part Category | Is Expiry date Required | Min Nos | Max Nos | Minimum Price Per Nos (RM) | Maximum Price Per Nos (RM) | Status | Current Stock Level
BP0018 | Motors/ Micromotors/ Carbon brushes | 01-0802-0503-085 | Flow motor | Unit | Fast Moving Item | Company Site Office | Biomedical | Yes | 1 | 3 | 500 | 800 | Active | 0
BP0025 | Sensors/ Detectors | 01-0101-0101-044 | O2 Sensor OOM202 | Unit | One Off | Centralized | Biomedical | Yes | 1 | 5 | 280 | 380 | Active | 0
BP0005 | Casing/ Covers/ Brackets/ Latches/ Part Holders | 01-0802-0504-011 | Door 22MM Bubble C.Holder 4008SV10 | Unit | Just In Time | Company Site Office | Biomedical | No | 1 | 3 | 800 | 826,8 | Active | 3
BP0001 | Batteries/ UPS | 01-0503-0104-001 | Battery Pack Fot Tec 7731K | Unit | Just In Time | Centralized | Biomedical | Yes | 0 | 10 | 650 | 1400 | Active | 2
BP0025 | Sensors/ Detectors | 01-1603-1405-001 | DATEX OHMEDA Spo2 FINGER SENSOR Trusignal (TS-F-D) | Unit | Fast Moving Item | Company Site Office | Biomedical | Yes | 1 | 20 | 385 | 393 | Active | 10
BP0025 | Sensors/ Detectors | 01-0101-0600-002 | FLOW TRANDUCER GE | Unit | Fast Moving Item | Company Site Office | Biomedical | Yes | 5 | 10 | 450 | 790 | Active | 1
BP0003 | Bulbs/ Lamps | 01-1902-0301-002 | Bulb 12v 30w | Unit | One Off | Company Site Office | Biomedical | Yes | 1 | 16 | 127 | 130 | Active | 24
BP0001 | Batteries/ UPS | 01-2300-0201-001 | Battery AA (Alkaline) | Unit | Fast Moving Item | Company Site Office | Biomedical | Yes | 200 | 800 | 1,85 | 2,24 | Active | 595
BP0011 | Equipment Specific Parts | 01-0322-0101-015 | Label Remover | Unit | One Off | Company Site Office | Biomedical | No | 12 | 24 | 25 | 60 | Active | 0
BP0003 | Bulbs/ Lamps | 01-2406-0401-001 | Bulb 12v 100w (64623 HLX) | Unit | One Off | Company Site Office | Biomedical | Yes | 5 | 10 | 85 | 550 | Active | 10
BP0027 | Switchs/ Knobs/Buttons | 01-2406-0101-002 | Read Switch | Unit | Just In Time | Company Site Office | Biomedical | Yes | 5 | 10 | 80 | 85 | Active | 0
BP0011 | Equipment Specific Parts | 01-0322-0101-006 | STP Foam Cleaner | Unit | One Off | Company Site Office | Biomedical | Yes | 12 | 24 | 27,5 | 75 | Active | 17
BP0011 | Equipment Specific Parts | 01-0322-0200-001 | Ambersil - Label Remover | Unit | Just In Time | Company Site Office | Biomedical | Yes | 12 | 24 | 42 | 250 | Active | 13
BP0014 | Hoses/ Tubings/ Adaptors/ Couplers/ Connectors/ Pipes | 01-2305-0102-001 | Swive Air Hose | Unit | One Off | Company Site Office | Biomedical | Yes | 0 | 1 | 600 | 650 | Active | 0
BP0018 | Motors/ Micromotors/ Carbon brushes | 01-0802-0502-007 | Fresenius 4008S Motor Assy Degassing Complete | Unit | Just In Time | Company Site Office | Biomedical | Yes | 1 | 5 | 10 | 1000 | Active | 1
BP0003 | Bulbs/ Lamps | 01-2602-0200-018 | PROJECTION LAMP 24V 250W OSRAM | Unit | One Off | Company Site Office | Biomedical | Yes | 5 | 15 | 9,5 | 10 | Active | 18
BP0003 | Bulbs/ Lamps | 01-1301-0601-001 | Bulb 12V 50W | Unit | One Off | Company Site Office | Biomedical | Yes | 5 | 10 | 185 | 190 | Active | 0
BP0027 | Switchs/ Knobs/Buttons | 01-0802-0502-021 | Fresenius 4008S Float Switch Complete | Unit | One Off | Company Site Office | Biomedical | Yes | 1 | 3 | 172,04 | 190 | Active | 0
BP0026 | Solenoids/ Valves/ Gauges | 01-0802-0503-035 | Fresenius 4008S Reliief valve completed | Unit | One Off | Company Site Office | Biomedical | Yes | 1 | 5 | 179 | 197 | Active | 0
BP0025 | Sensors/ Detectors | 01-1603-1710-003 | SPO2 REUSABLE SENSOR PEDIATRIC LNCS DCIP | Unit | One Off | Company Site Office | Biomedical | Yes | 2 | 5 | 700 | 750 | Active | 4
BP0021 | Power Cords/ Adaptors (or any part of it) | 01-0322-0101-005 | COMMON ITEM POWER CORD 3 MTR | Unit | Fast Moving Item | Company Site Office | Biomedical | Yes | 1 | 50 | 19,5 | 37 | Active | 21
BP0011 | Equipment Specific Parts | 01-1700-0000-001 | EQUIPMENT SPECIFIC PARTS (IN HOUSE) | Unit | Fast Moving Item | Company Site Office | Biomedical | No | 1 | 50 | 10001 | 100000 | Active | 5
BP0014 | Hoses/ Tubings/ Adaptors/ Couplers/ Connectors/ Pipes | 01-1909-0205-002 | Male & Female Connector | Unit | Fast Moving Item | Company Site Office | Biomedical | Yes | 10 | 50 | 2 | 2,5 | Active | 46
BP0006 | Cuffs | 01-0203-0102-010 | X-Large Cuff Adult 1 TB | Unit | Fast Moving Item | Company Site Office | Biomedical | Yes | 10 | 50 | 10 | 13 | Active | 23
BP0012 | Filters | 01-0802-0203-001 | Diacap Ultra DF - Online Filter | Unit | One Off | Company Site Office | Biomedical | Yes | 10 | 20 | 300 | 370 | Active | 10
BP0003 | Bulbs/ Lamps | 01-1201-0103-005 | Lamp for Laryngoscope | Unit | Just In Time | Company Site Office | Biomedical | Yes | 3 | 10 | 26 | 60 | Active | 5
BP0001 | Batteries/ UPS | 01-1909-0102-005 | Rechargeable Battery 12V 700Mah | Unit | Just In Time | Centralized | Biomedical | Yes | 5 | 20 | 150 | 200 | Active | 11
BP0004 | Cables/ Lead Wires (or any part of it) | 01-0503-0102-012 | NIHON KOHDEN CHEST ELECTROLUDE ADULT COMPLEX | Unit | One Off | Company Site Office | Biomedical | Yes | 0 | 100 | 60 | 92 | Active | 16
BP0003 | Bulbs/ Lamps | 01-1902-0601-001 | BULB 6V 20W | Unit | Fast Moving Item | Company Site Office | Biomedical | Yes | 1 | 10 | 165 | 241,5 | Active | 1
BP0003 | Bulbs/ Lamps | 01-1502-0101-008 | Bulb WELCH ALLYN 03100 | Unit | Fast Moving Item | Company Site Office | Biomedical | Yes | 1 | 30 | 35 | 55,2 | Active | 2
BP0003 | Bulbs/ Lamps | 01-1503-0301-001 | 3.5v Streak Lamp 08200 | Unit | Fast Moving Item | Company Site Office | Biomedical | Yes | 1 | 15 | 35 | 69 | Active | 9
BP0001 | Batteries/ UPS | 01-2206-0101-001 | BATTERY SERVO-I MARQUET | Unit | Just In Time | Centralized | Biomedical | Yes | 0 | 20 | 1200 | 1610 | Active | 1
BP0001 | Batteries/ UPS | 01-1604-2602-001 | BATTERY LITHIUM ION | Unit | Just In Time | Centralized | Biomedical | Yes | 0 | 1 | 650 | 1035 | Active | 4
BP0004 | Cables/ Lead Wires (or any part of it) | 01-1604-2607-001 | Transpac IV Cable HP PHILIPS | Unit | Just In Time | Company Site Office | Biomedical | Yes | 1 | 100 | 250 | 500 | Active | 4
BP0004 | Cables/ Lead Wires (or any part of it) | 01-1604-2603-001 | SPO2 Adult Finger Clip Sensor M1196A | Unit | Just In Time | Company Site Office | Biomedical | Yes | 2 | 5 | 300 | 700 | Active | 0
BP0001 | Batteries/ UPS | 01-1909-0902-001 | Battery 6v 2200 mah | Unit | One Off | Company Site Office | Biomedical | Yes | 1 | 30 | 140 | 500 | Active | 0
BP0003 | Bulbs/ Lamps | 01-1203-0201-001 | 300 Watts Xenon Lamp | Unit | Just In Time | Company Site Office | Biomedical | Yes | 2 | 5 | 1330 | 1667,5 | Active | 0
BP0006 | Cuffs | 01-1601-1301-007 | CUFF S/H ADULT (PHILIPS) | Unit | One Off | Company Site Office | Biomedical | Yes | 0 | 20 | 90 | 300 | Active | 13
BP0025 | Sensors/ Detectors | 01-2202-1402-001 | Oxygen Sensor | Unit | Fast Moving Item | Company Site Office | Biomedical | Yes | 1 | 9 | 700 | 1380 | Active | 0
BP0004 | Cables/ Lead Wires (or any part of it) | 01-0502-0106-001 | POWER CORD 5 METER 3 PIN | Unit | Just In Time | Company Site Office | Biomedical | Yes | 0 | 30 | 27,5 | 50 | Active | 1
BP0011 | Equipment Specific Parts | 01-0909-0200-002 | Power Board | Unit | One Off | Company Site Office | Biomedical | Yes | 5 | 10 | 720 | 1000 | Active | 2
BP0004 | Cables/ Lead Wires (or any part of it) | 01-1604-2604-002 | Cable 5 leadset grabber M1971A | Unit | Fast Moving Item | Company Site Office | Biomedical | Yes | 5 | 10 | 480 | 715 | Active | 1
BP0011 | Equipment Specific Parts | 01-1700-0000-002 | MAINTAINANCE SPARE PART (IN HOUSE) | Unit | One Off | Company Site Office | Biomedical | Yes | 1 | 50 | 7 | 22000 | Active | 3
BP0006 | Cuffs | 01-0203-0301-016 | Cuff Connector Female | Unit | Just In Time | Company Site Office | Biomedical | Yes | 5 | 30 | 3 | 7 | Active | 3
BP0012 | Filters | 01-1805-0101-003 | Cotton Filter-20 Inch | Unit | Just In Time | Company Site Office | Biomedical | Yes | 5 | 10 | 15 | 32,2 | Active | 20
BP0004 | Cables/ Lead Wires (or any part of it) | 01-0203-0902-002 | MINDRAY SPO2 Extension Cable, Sensor 2.4m (0010-20-42594) | Unit | Fast Moving Item | Company Site Office | Biomedical | Yes | 1 | 10 | 110 | 120 | Active | 23
BP0025 | Sensors/ Detectors | 01-2202-0302-001 | SIEMENS SERVO 9000 OXYGEN SENSOR OOM202 | Unit | Fast Moving Item | Company Site Office | Biomedical | Yes | 1 | 15 | 159,85 | 218,5 | Active | 0
BP0010 | Electronic Components | 01-0322-0101-017 | PETTY CASH | Unit | One Off | Company Site Office | Biomedical | Yes | 1 | 36 | 1 | 500 | Active | 57
BP0006 | Cuffs | 01-0203-0301-017 | Cuff Connector Male | Unit | Just In Time | Company Site Office | Biomedical | Yes | 5 | 30 | 3 | 6 | Active | 11
BP0001 | Batteries/ UPS | 01-1909-0101-001 | Rechargeable Battery | Unit | Just In Time | Company Site Office | Biomedical | Yes | 2 | 3 | 140 | 168 | Active | 0
BP0026 | Solenoids/ Valves/ Gauges | 01-2202-0201-002 | Vent. Exhalation Valve Assy | Unit | Just In Time | Company Site Office | Biomedical | Yes | 1 | 3 | 854 | 1708 | Active | 0
BP0026 | Solenoids/ Valves/ Gauges | 01-0802-0503-206 | VALVE SPRING SET BIC-4008/S V10 | Unit | One Off | Company Site Office | Biomedical | No | 5 | 15 | 100 | 300 | Active | 8
BP0005 | Casing/ Covers/ Brackets/ Latches/ Part Holders | 01-0903-0202-016 | Battery Cover Assembly ,TOP 3300 | Unit | Just In Time | Company Site Office | Biomedical | Yes | 3 | 6 | 257,15 | 334,1 | Active | 4
BP0025 | Sensors/ Detectors | 01-2202-0000-001 | Oxygen Sensor | Unit | Fast Moving Item | Company Site Office | Biomedical | Yes | 1 | 3 | 1200 | 1380 | Active | 0
BP0025 | Sensors/ Detectors | 01-0903-0202-001 | Drop Sensor TOP 3300 (89T) T6330522 | Unit | Fast Moving Item | Company Site Office | Biomedical | Yes | 2 | 5 | 718 | 825,7 | Active | 0
BP0011 | Equipment Specific Parts | 01-0803-0105-003 | 900MR858 Electrical Adaptor | Unit | Just In Time | Company Site Office | Biomedical | Yes | 3 | 10 | 298,8 | 343,62 | Active | 2
BP0026 | Solenoids/ Valves/ Gauges | 01-0802-0503-010 | Solenoid Valve (Chamber) | Unit | One Off | Company Site Office | Biomedical | Yes | 1 | 2 | 370 | 425,5 | Active | 8
BP0004 | Cables/ Lead Wires (or any part of it) | 01-1604-2601-002 | ECG 3 LEAD TRUNK CABLE | Unit | One Off | Company Site Office | Biomedical | Yes | 5 | 10 | 300 | 500 | Active | 10
BP0025 | Sensors/ Detectors | 01-2202-1103-004 | ANASTHESIA | Unit | Fast Moving Item | Company Site Office | Biomedical | Yes | 5 | 10 | 200 | 275 | Active | 13
BP0004 | Cables/ Lead Wires (or any part of it) | 01-1604-2604-001 | Cable 5 lead ECG trunk M1668A | Unit | Fast Moving Item | Company Site Office | Biomedical | Yes | 5 | 10 | 500 | 650 | Active | 1
BP0025 | Sensors/ Detectors | 01-0101-0101-045 | Oxygen Sensor (OOM102-1) | Unit | Just In Time | Company Site Office | Biomedical | Yes | 3 | 10 | 300 | 320 | Active | 0
BP0001 | Batteries/ UPS | 01-0203-0909-001 | Rechargeable Battery 11.1V, Mindray iMEC8 | Unit | One Off | Company Site Office | Biomedical | No | 2 | 5 | 400 | 450 | Active | 2
BP0012 | Filters | 01-0802-0503-001 | Diasafe Plus Filter | Unit | Just In Time | Company Site Office | Biomedical | No | 1 | 60 | 200 | 242,5 | Active | 0
BP0023 | PPM/ Service/Maintenance/ Repair Kits | 01-0802-0503-014 | Fresenius 4008S PPM Kit Yearly | Unit | Just In Time | Company Site Office | Biomedical | No | 1 | 35 | 500 | 530 | Active | 0
BP0003 | Bulbs/ Lamps | 01-1505-0302-001 | Bulb 24 V 150 W, OSRAM | Unit | Fast Moving Item | Company Site Office | Biomedical | No | 6 | 20 | 6,7 | 7,6 | Active | 0
BP0006 | Cuffs | 01-2002-1001-003 | Cuff Cylindrical 34 Ats | Unit | One Off | Company Site Office | Biomedical | No | 1 | 2 | 400 | 460 | Active | 0
BP0025 | Sensors/ Detectors | 01-2203-0601-002 | SIPAP MACHINE OXYGEN SENSOR FABIAN OOM204 | Unit | Fast Moving Item | Company Site Office | Biomedical | No | 1 | 12 | 450 | 480 | Active | 0
BP0004 | Cables/ Lead Wires (or any part of it) | 01-0503-0501-002 | SCHILLER 10 LEAD ECG CABLE BANANA TYPE | Unit | Just In Time | Company Site Office | Biomedical | No | 1 | 30 | 120 | 150 | Active | 0
BP0003 | Bulbs/ Lamps | 01-2404-0101-003 | Bulb 12V 100W (64627) | Unit | One Off | Company Site Office | Biomedical | No | 3 | 10 | 10 | 11,5 | Active | 9
BP0011 | Equipment Specific Parts | 01-1619-0200-004 | MMS Module | Unit | Fast Moving Item | Company Site Office | Biomedical | No | 1 | 2 | 2700 | 2800 | Active | 3
BP0001 | Batteries/ UPS | 01-0903-0103-005 | BATTERY B. BRAUN INFUSOMAT | Unit | One Off | Company Site Office | Biomedical | No | 3 | 5 | 200 | 220 | Active | 0
BP0025 | Sensors/ Detectors | 01-1603-0102-002 | Spo2 Sensor Adult Original DS100A | Unit | Fast Moving Item | Company Site Office | Biomedical | No | 8 | 20 | 400 | 430 | Active | 6
BP0024 | Printed Circuit Boards (PCB; Other than Power Supply) | 01-0503-1103-001 | MODULE MONTARA AM-12 | Unit | Just In Time | Company Site Office | Biomedical | No | 2 | 5 | 2000 | 2300 | Active | 0
BP0028 | Transducers/ Probes | 01-0303-0102-001 | Ultrasound Tranducer | Unit | Just In Time | Centralized | Biomedical | No | 0 | 1 | 1300 | 1400 | Active | 2
BP0004 | Cables/ Lead Wires (or any part of it) | 01-1601-1204-006 | ECG TRUNK CABLE PROPAQ LT 3 LEAD | Unit | One Off | Company Site Office | Biomedical | No | 3 | 5 | 100 | 125 | Active | 4
BP0004 | Cables/ Lead Wires (or any part of it) | 01-0102-0104-028 | EXTENSION CABLE TRUSIGNAL GE WITH CONNECTOR | Unit | One Off | Company Site Office | Biomedical | No | 2 | 10 | 100 | 125 | Active | 3
BP0026 | Solenoids/ Valves/ Gauges | 01-2202-0801-006 | RELEASE VALVE DIAPHRAGM | Unit | One Off | Company Site Office | Biomedical | No | 3 | 15 | 37 | 40 | Active | 15
BP0025 | Sensors/ Detectors | 01-2203-0601-003 | Oxygen Cell OOM102 | Unit | Fast Moving Item | Company Site Office | Biomedical | No | 5 | 10 | 260 | 280 | Active | 0
BP0003 | Bulbs/ Lamps | 01-1502-0206-002 | LED BULB OPHTHALMOSCOPE | Unit | Fast Moving Item | Company Site Office | Biomedical | No | 2 | 5 | 600 | 620 | Active | 4
BP0019 | O-Rings/ Belts/ Seals/ Gaskets/ Washers | 01-0207-0101-005 | YELLOW BELT | Unit | Fast Moving Item | Company Site Office | Biomedical | No | 1 | 5 | 190 | 195 | Active | 2
BP0004 | Cables/ Lead Wires (or any part of it) | 01-1601-0103-011 | PHILIPS 5 LEAD TRUNK CABLE ECG M1530A | Unit | Fast Moving Item | Company Site Office | Biomedical | No | 5 | 15 | 125 | 140 | Active | 4
BP0025 | Sensors/ Detectors | 01-1601-1301-002 | Spo2 finger sensor M1191BL | Unit | Fast Moving Item | Company Site Office | Biomedical | No | 10 | 30 | 10 | 400 | Active | 0
BP0003 | Bulbs/ Lamps | 01-1201-0201-001 | Bulb Laryngoscope Adult Penlon 55091 | Unit | Fast Moving Item | Company Site Office | Biomedical | No | 1 | 25 | 20 | 23 | Active | 17
BP0011 | Equipment Specific Parts | 01-0909-0200-001 | KEYPAD ORALIX | Unit | Just In Time | Company Site Office | Biomedical | No | 5 | 10 | 200 | 250 | Active | 1
BP0028 | Transducers/ Probes | 01-0303-0201-001 | 2Mhz Tranducer (Blue) | Unit | Just In Time | Centralized | Biomedical | No | 0 | 5 | 2000 | 2300 | Active | 1
BP0011 | Equipment Specific Parts | 01-2202-0404-001 | Water Trap | Unit | One Off | Company Site Office | Biomedical | No | 0 | 10 | 10 | 115 | Active | 10
BP0002 | Blankets/ Mattresses | 01-1803-0101-001 | HUNTLEGLY RIPPLE MATTRESS | Unit | Fast Moving Item | Company Site Office | Biomedical | No | 1 | 20 | 500 | 650 | Active | 0
BP0004 | Cables/ Lead Wires (or any part of it) | 01-1603-1710-012 | SPO2 FINGER SENSOR NIHON KOHDEN | Unit | Just In Time | Company Site Office | Biomedical | No | 0 | 10 | 10 | 280 | Active | 7
BP0003 | Bulbs/ Lamps | 01-1301-0702-002 | BULB OSRAM XBOR 300W/60C | Unit | One Off | Company Site Office | Biomedical | No | 1 | 2 | 10 | 2950 | Active | 2
BP0004 | Cables/ Lead Wires (or any part of it) | 01-0503-1102-002 | ECG USB Cable | Unit | Just In Time | Company Site Office | Biomedical | No | 0 | 5 | 10 | 1200 | Active | 2
BP0011 | Equipment Specific Parts | 01-1502-0207-001 | LED BULB 3.5V Opthalmoscope | Unit | Just In Time | Company Site Office | Biomedical | No | 5 | 10 | 150 | 170 | Active | 1
BP0025 | Sensors/ Detectors | 01-1603-2701-001 | Spo2 Finger Sensor Adult, Trusat | Unit | Just In Time | Company Site Office | Biomedical | No | 0 | 5 | 10 | 150 | Active | 1
BP0014 | Hoses/ Tubings/ Adaptors/ Couplers/ Connectors/ Pipes | 01-1803-1800-004 | MATRESS SIDE 9MM CONNECTER | Unit | Just In Time | Company Site Office | Biomedical | No | 0 | 25 | 10 | 95 | Active | 3
BP0013 | Heater Elements | 01-2305-0101-003 | Heater 230-240Vac, 50/60Hz | Unit | One Off | Company Site Office | Biomedical | No | 0 | 15 | 10 | 600 | Active | 0
BP0001 | Batteries/ UPS | 01-2003-0101-002 | BATTERY CR-1/3N | Unit | One Off | Company Site Office | Biomedical | No | 0 | 20 | 10 | 25 | Active | 2
BP0004 | Cables/ Lead Wires (or any part of it) | 01-1604-1809-001 | SPO2 Extension Cable PN:0010-20-42710 or 562A | Unit | Just In Time | Company Site Office | Biomedical | No | 1 | 15 | 10 | 120 | Active | 0
BP0028 | Transducers/ Probes | 01-0303-0201-002 | CARDIOTOCOGRAPH Toco Ultrasound Tranducer (Pink) | Unit | Just In Time | Centralized | Biomedical | No | 0 | 5 | 10 | 2800 | Active | 3
BP0025 | Sensors/ Detectors | 01-2202-1701-001 | OXYGEN SENSOR | Unit | Fast Moving Item | Company Site Office | Biomedical | No | 1 | 5 | 10 | 598 | Active | 12
BP0011 | Equipment Specific Parts | 01-2202-1402-003 | EXPIRATORY CASSETE | Unit | Just In Time | Company Site Office | Biomedical | No | 2 | 5 | 10 | 6000 | Active | 0
BP0003 | Bulbs/ Lamps | 01-1505-0404-001 | SOCKET BULB BLUE 130 MAQUET OT LIGHT | Unit | One Off | Company Site Office | Biomedical | No | 0 | 10 | 10 | 420 | Active | 7
BP0025 | Sensors/ Detectors | 01-0102-0102-003 | DATEX OHMEDA (AESTIVA 5) 02 CELL 6050-0004-110 | Unit | Fast Moving Item | Company Site Office | Biomedical | Yes | 1 | 15 | 250 | 390 | Active | 3
BP0004 | Cables/ Lead Wires (or any part of it) | 01-0503-0102-021 | NIHON KOHDEN Fast Clip Ecg Electrode | Unit | Fast Moving Item | Company Site Office | Biomedical | No | 1 | 50 | 10 | 65 | Active | 6
BP0003 | Bulbs/ Lamps | 01-1505-0102-001 | BULB MAQUET BLUE 22.8V 90W | Unit | Just In Time | Company Site Office | Biomedical | No | 10 | 50 | 10 | 225 | Active | 0
BP0025 | Sensors/ Detectors | 01-1603-2601-001 | SPO finger sensor mindray adult 512F | Unit | Just In Time | Others | Biomedical | No | 5 | 15 | 10 | 250 | Active | 0
BP0011 | Equipment Specific Parts | 01-0909-0200-003 | Drop sensor,BRAND:ORALIX, MODEL:OR-1500H | Unit | Just In Time | Company Site Office | Biomedical | No | 1 | 10 | 100 | 360 | Active | 8
BP0004 | Cables/ Lead Wires (or any part of it) | 01-1603-1706-001 | EXTENSION CABLE RC-12 | Unit | Fast Moving Item | Company Site Office | Biomedical | No | 1 | 15 | 125 | 450 | Active | 0
BP0022 | Power Supply Unit (PCB or Module)/ Transfomer | 01-2406-0201-032 | CHARGERMODULE ASSY | Unit | One Off | Company Site Office | Biomedical | No | 1 | 2 | 9432 | 10000 | Active | 0
BP0007 | Diaphragms/ Pumps | 01-0802-0502-004 | Ultrafiltration Pump | Unit | One Off | Company Site Office | Biomedical | No | 0 | 2 | 2180,25 | 2500 | Active | 0
BP0006 | Cuffs | 01-2002-0101-003 | Cuff Cylindrical 34 Ats | Unit | One Off | Company Site Office | Biomedical | No | 0 | 5 | 460 | 500 | Active | 0
BP0006 | Cuffs | 01-2002-0101-002 | Cuff Cylindrical 24 Ats | Unit | One Off | Company Site Office | Biomedical | No | 0 | 5 | 460 | 600 | Active | 2
BP0004 | Cables/ Lead Wires (or any part of it) | 01-1601-1705-001 | 6 lead wire for telemetri transmitter for ge apex PRO part no:421930-001 | Unit | Just In Time | Company Site Office | Biomedical | No | 0 | 20 | 125 | 200 | Active | 3
BP0025 | Sensors/ Detectors | 01-0803-0105-007 | Temperature Probe 900MR860 | Unit | Fast Moving Item | Company Site Office | Biomedical | No | 1 | 5 | 789 | 850 | Active | 4
BP0001 | Batteries/ UPS | 01-0903-0303-005 | Rechargeable Battery (TE-112) | Unit | One Off | Company Site Office | Biomedical | No | 0 | 5 | 130 | 200 | Active | 4
BP0004 | Cables/ Lead Wires (or any part of it) | 01-1603-1708-002 | Extension Cable PC-8 | Unit | Just In Time | Company Site Office | Biomedical | No | 0 | 10 | 730 | 800 | Active | 5
BP0001 | Batteries/ UPS | 01-0401-1003-001 | Battery LI-ion 14.8V 6.6Ah 98Wh (for Heartstart XL+) | Unit | Just In Time | Company Site Office | Biomedical | No | 0 | 2 | 1850 | 2000 | Active | 0
BP0012 | Filters | 01-1805-0101-004 | Black Carbon Filter | Unit | One Off | Company Site Office | Biomedical | No | 0 | 10 | 8 | 9,6 | Active | 1
BP0012 | Filters | 01-1805-0101-002 | Cotton Filter-10 Inch | Unit | One Off | Company Site Office | Biomedical | No | 0 | 10 | 5 | 10 | Active | 9
BP0011 | Equipment Specific Parts | 01-0903-0207-002 | PLUNGER CLAMP ASSY | Unit | One Off | Company Site Office | Biomedical | No | 0 | 20 | 140 | 200 | Active | 2
BP0025 | Sensors/ Detectors | 01-1603-2601-002 | Extension finger sensor Mindray PM-60 DB9 | Unit | Just In Time | Company Site Office | Biomedical | No | 1 | 5 | 203 | 215 | Active | 2
BP0001 | Batteries/ UPS | 01-0203-0903-001 | BATTERY MINDRAY DUO | Unit | Just In Time | Company Site Office | Biomedical | No | 1 | 15 | 500 | 800 | Active | 0
BP0014 | Hoses/ Tubings/ Adaptors/ Couplers/ Connectors/ Pipes | 01-0803-0107-001 | Hose heater wire 900mr751 | Unit | One Off | Company Site Office | Biomedical | No | 0 | 5 | 320 | 368 | Active | 3
BP0004 | Cables/ Lead Wires (or any part of it) | 01-0401-0201-012 | 3 Lead Wire | Unit | Just In Time | Company Site Office | Biomedical | No | 0 | 10 | 125 | 500 | Active | 5
BP0001 | Batteries/ UPS | 01-0903-0504-001 | Battery Smart Pack | Unit | One Off | Company Site Office | Biomedical | No | 0 | 5 | 425 | 700 | Active | 15
BP0020 | Paddles/ Wheels/ Castors/Brakes | 01-0401-0206-001 | External Paddle for TEC-7621K | Unit | One Off | Company Site Office | Biomedical | No | 0 | 10 | 1166 | 3000 | Active | 3
BP0025 | Sensors/ Detectors | 01-0903-0303-001 | DROP SENSOR TERUMO TE-112 | Unit | Fast Moving Item | Company Site Office | Biomedical | No | 3 | 10 | 1468 | 1500 | Active | 4
BP0020 | Paddles/ Wheels/ Castors/Brakes | 01-0802-0503-096 | CASTOR | Unit | One Off | Company Site Office | Biomedical | No | 0 | 60 | 118 | 500 | Active | 0
BP0001 | Batteries/ UPS | 01-1909-0304-001 | Sypu Battery 12V 700Mah(3.6V-600Mah) | Unit | Just In Time | Centralized | Biomedical | No | 5 | 40 | 175 | 201,25 | Active | 14
BP0004 | Cables/ Lead Wires (or any part of it) | 01-1604-2700-004 | SPO2 Nellcor Interm Cable | Unit | Just In Time | Company Site Office | Biomedical | No | 0 | 5 | 550 | 900 | Active | 1
BP0025 | Sensors/ Detectors | 01-0901-0104-001 | Skin Temp Probe (CM-6450Y) | Unit | Fast Moving Item | Company Site Office | Biomedical | No | 1 | 5 | 650 | 900 | Active | 2
BP0028 | Transducers/ Probes | 01-0303-0701-002 | Ultrasound Tranducer | Unit | One Off | Company Site Office | Biomedical | No | 0 | 5 | 4500 | 7000 | Active | 2
BP0003 | Bulbs/ Lamps | 01-0403-0401-010 | Bulb 15v 150W | Unit | One Off | Company Site Office | Biomedical | No | 0 | 15 | 42 | 50 | Active | 1
BP0026 | Solenoids/ Valves/ Gauges | 01-1903-0101-002 | BP SET MANUAL Rubber Ball with Control Valve | Unit | Fast Moving Item | Company Site Office | Biomedical | No | 1 | 100 | 16,5 | 50 | Active | 6
BP0025 | Sensors/ Detectors | 01-2202-1701-003 | Exhalation Flow Sensor MT for E360 | Unit | Fast Moving Item | Company Site Office | Biomedical | No | 1 | 20 | 300 | 500 | Active | 2
BP0013 | Heater Elements | 01-0803-0105-009 | Heater Wire adaptor dual 900MR805 humidifier MR850 | Unit | Fast Moving Item | Company Site Office | Biomedical | No | 1 | 5 | 598 | 700 | Active | 1
BP0012 | Filters | 01-0901-0101-002 | FILTER ATOM | Unit | Just In Time | Company Site Office | Biomedical | No | 10 | 30 | 110 | 150 | Active | 0
BP0010 | Electronic Components | 01-2401-0101-005 | FUSE | Unit | Fast Moving Item | Company Site Office | Biomedical | No | 10 | 50 | 0,4 | 20 | Active | 498
BP0004 | Cables/ Lead Wires (or any part of it) | 01-0503-1101-001 | ECG 10 LEAD MORTARA | Unit | Fast Moving Item | Company Site Office | Biomedical | No | 1 | 2 | 125 | 300 | Active | 0
BP0004 | Cables/ Lead Wires (or any part of it) | 01-1601-0503-006 | 5-Lead Trunk Cable | Unit | Just In Time | Company Site Office | Biomedical | No | 0 | 5 | 200 | 500 | Active | 0
BP0025 | Sensors/ Detectors | 01-2202-1103-001 | Oxygen Sensor HAMILTON | Unit | Fast Moving Item | Company Site Office | Biomedical | No | 1 | 5 | 1000 | 2000 | Active | 6
BP0011 | Equipment Specific Parts | 01-2305-0101-004 | User Interface Assembly | Unit | One Off | Company Site Office | Biomedical | No | 0 | 15 | 680 | 900 | Active | 2
BP0014 | Hoses/ Tubings/ Adaptors/ Couplers/ Connectors/ Pipes | 01-2305-0101-002 | Swivel Air Hose With sensor | Unit | One Off | Company Site Office | Biomedical | No | 0 | 15 | 720 | 900 | Active | 4
BP0019 | O-Rings/ Belts/ Seals/ Gaskets/ Washers | 01-0207-0101-003 | GREEN BELT | Unit | Fast Moving Item | Company Site Office | Biomedical | No | 1 | 15 | 198 | 300 | Active | 3
BP0001 | Batteries/ UPS | 01-0209-0000-002 | BATTERY DOPPLER NICOLET | Unit | One Off | Company Site Office | Biomedical | No | 0 | 15 | 150 | 300 | Active | 15
BP0012 | Filters | 01-1812-0401-001 | Carbon Cartrid filter 10 | Unit | Just In Time | Company Site Office | Biomedical | No | 0 | 20 | 14 | 20 | Active | 2
BP0012 | Filters | 01-1812-0402-001 | Cartridge filter imicon 10 | Unit | Just In Time | Company Site Office | Biomedical | No | 5 | 20 | 14 | 20 | Active | 18
BP0005 | Casing/ Covers/ Brackets/ Latches/ Part Holders | 01-0903-0503-001 | Cover Syringe pump | Unit | One Off | Company Site Office | Biomedical | No | 0 | 5 | 260 | 500 | Active | 5
BP0025 | Sensors/ Detectors | 01-1604-2606-001 | Spo2 Extension sensor | Unit | Just In Time | Company Site Office | Biomedical | No | 0 | 15 | 150 | 300 | Active | 10
BP0003 | Bulbs/ Lamps | 01-1301-1001-001 | Halogen Bulb 6V 30W (Philips) | Unit | Just In Time | Company Site Office | Biomedical | No | 5 | 10 | 96 | 150 | Active | 3
BP0001 | Batteries/ UPS | 01-1603-2601-003 | Rechargeable Batttery | Unit | Just In Time | Company Site Office | Biomedical | No | 5 | 10 | 525 | 800 | Active | 1
BP0004 | Cables/ Lead Wires (or any part of it) | 01-2203-0403-001 | FLOW SENSOR CONECTOR CABLE 8416600 | Unit | Just In Time | Company Site Office | Biomedical | No | 2 | 5 | 943 | 1200 | Active | 0
BP0003 | Bulbs/ Lamps | 01-1912-0201-002 | HALOGEN Bulb Derung 24v 75w | Unit | Just In Time | Company Site Office | Biomedical | No | 5 | 20 | 75 | 200 | Active | 11
BP0011 | Equipment Specific Parts | 01-0909-0200-004 | Battery Oralix | Unit | Fast Moving Item | Company Site Office | Biomedical | No | 5 | 10 | 300 | 360 | Active | 14
BP0011 | Equipment Specific Parts | 01-1301-0109-001 | Bulb mercury short ARC HBO 100/2 | Unit | Just In Time | Company Site Office | Biomedical | No | 0 | 30 | 480 | 700 | Active | 6
BP0013 | Heater Elements | 01-0803-0105-002 | 900MR754 Heater Wire | Unit | One Off | Company Site Office | Biomedical | No | 0 | 5 | 300 | 500 | Active | 0
BP0013 | Heater Elements | 01-0803-0105-012 | Heater Wire Adaptor 900MR559 | Unit | One Off | Company Site Office | Biomedical | No | 0 | 10 | 288 | 500 | Active | 10
BP0011 | Equipment Specific Parts | 01-1201-0101-006 | LAMB CARTRIDGE ASSY 6 SERIES )(608125-501) | Unit | One Off | Company Site Office | Biomedical | No | 0 | 10 | 190 | 500 | Active | 0
BP0001 | Batteries/ UPS | 01-1502-0206-001 | Lithium ION Battery 3.6V(Red) | Unit | Just In Time | Company Site Office | Biomedical | No | 1 | 5 | 480 | 1000 | Active | 0
BP0003 | Bulbs/ Lamps | 01-0306-0303-001 | Halogen Lamp | Unit | Just In Time | Company Site Office | Biomedical | No | 2 | 5 | 1571 | 2000 | Active | 3
BP0001 | Batteries/ UPS | 01-0903-0207-003 | Battery Pack BP55 | Unit | One Off | Company Site Office | Biomedical | No | 1 | 15 | 110 | 250 | Active | 11
BP0008 | Displays/ Backlights/ Panels | 01-1601-1001-009 | LCD MONITOR | Unit | Fast Moving Item | Company Site Office | Biomedical | No | 1 | 5 | 380 | 500 | Active | 3
BP0004 | Cables/ Lead Wires (or any part of it) | 01-0503-0102-024 | LEAD CABLE ECG | Unit | Just In Time | Company Site Office | Biomedical | No | 1 | 15 | 250 | 500 | Active | 8
BP0004 | Cables/ Lead Wires (or any part of it) | 01-1604-2102-001 | NIBP INTERCONNECT CABLE | Unit | Just In Time | Company Site Office | Biomedical | No | 1 | 10 | 55 | 150 | Active | 13
BP0001 | Batteries/ UPS | 01-1909-0205-010 | Battery 9.6V 1.5Ah | Unit | One Off | Company Site Office | Biomedical | No | 1 | 15 | 150 | 300 | Active | 3
BP0006 | Cuffs | 01-1601-1200-003 | CUFF ADULT DURABLE | Unit | Just In Time | Company Site Office | Biomedical | No | 2 | 20 | 90 | 100 | Active | 4
BP0013 | Heater Elements | 01-0901-0601-001 | Heater Elements | Unit | Just In Time | Company Site Office | Biomedical | No | 1 | 100 | 500 | 700 | Active | 1
BP0012 | Filters | 01-2202-0902-002 | INLET FILTER (PACK OF 6 PCS) | Unit | Fast Moving Item | Company Site Office | Biomedical | No | 1 | 20 | 75 | 100 | Active | 21
BP0004 | Cables/ Lead Wires (or any part of it) | 01-1601-0501-007 | ECG 5 Lead | Unit | Fast Moving Item | Company Site Office | Biomedical | No | 1 | 2 | 250 | 400 | Active | 6
BP0001 | Batteries/ UPS | 01-2202-0402-002 | Rechargeable Battery (for Draeger Evita 4); Valve Regulated Lead Acid 12V 3.4Ah (LC-R123R4PG) | Unit | One Off | Company Site Office | Biomedical | No | 4 | 20 | 155 | 300 | Active | 2
BP0004 | Cables/ Lead Wires (or any part of it) | 01-0503-0102-023 | 3 LEAD ECG CABLE | Unit | Just In Time | Company Site Office | Biomedical | No | 1 | 10 | 150 | 250 | Active | 1
BP0001 | Batteries/ UPS | 01-1603-0901-005 | Rechargeable Battery 12V 2.3Ah | Unit | Fast Moving Item | Company Site Office | Biomedical | No | 5 | 10 | 280 | 500 | Active | 12
BP0013 | Heater Elements | 01-0324-0000-002 | High Temperature Filament | Unit | Just In Time | Company Site Office | Biomedical | No | 10 | 20 | 512 | 600 | Active | 5
BP0004 | Cables/ Lead Wires (or any part of it) | 01-1604-2602-005 | Battery Li-Ion 2.4ah/26.64 wh | Unit | Fast Moving Item | Company Site Office | Biomedical | No | 2 | 10 | 386 | 500 | Active | 0
BP0011 | Equipment Specific Parts | 01-0803-0102-020 | FISHER & PAYKEL ELECTRICAL ADAPTOR 900MR858 | Unit | Fast Moving Item | Company Site Office | Biomedical | No | 5 | 100 | 336 | 500 | Active | 8
BP0012 | Filters | 01-1813-0000-002 | Cartridge filter big blue 20 | Unit | Fast Moving Item | Company Site Office | Biomedical | No | 5 | 15 | 110 | 250 | Active | 9
BP0001 | Batteries/ UPS | 01-1601-1101-001 | Battery Pack 8.4V 8.0 Ah Ge Dash 2500 | Unit | Just In Time | Company Site Office | Biomedical | No | 5 | 10 | 1125 | 1500 | Active | 3
BP0025 | Sensors/ Detectors | 01-1601-0703-001 | Durasensor Adult Finger Clip Sensor | Unit | Just In Time | Company Site Office | Biomedical | No | 5 | 10 | 400 | 550 | Active | 1
BP0003 | Bulbs/ Lamps | 01-0605-0103-001 | SLIT LAMP BULB TAPCON HALOGEN | Unit | Fast Moving Item | Company Site Office | Biomedical | No | 5 | 10 | 21 | 30 | Active | 12
BP0012 | Filters | 01-1813-0001-001 | Bacteria Filter 10 | Unit | Just In Time | Company Site Office | Biomedical | No | 5 | 15 | 11 | 20 | Active | 11
BP0012 | Filters | 01-1813-0001-002 | Cartridge filter imicon 20 | Unit | Just In Time | Company Site Office | Biomedical | No | 5 | 15 | 20 | 45 | Active | 0
BP0025 | Sensors/ Detectors | 01-0803-0105-008 | Temperature Probe 900MR869 | Unit | Just In Time | Company Site Office | Biomedical | No | 5 | 10 | 789 | 1000 | Active | 2
BP0004 | Cables/ Lead Wires (or any part of it) | 01-0503-0303-005 | 10 Lead ECG Cable Kenz 108 | Unit | Just In Time | Company Site Office | Biomedical | No | 5 | 15 | 125 | 143,75 | Active | 12
BP0025 | Sensors/ Detectors | 01-0803-0102-003 | FISHER&PAYKEL Temperature Probe 900MR560 | Unit | Fast Moving Item | Company Site Office | Biomedical | No | 1 | 16 | 386 | 443,9 | Active | 10
BP0025 | Sensors/ Detectors | 01-0803-0102-019 | FISHER&PAYKEL Temperature Probe 900MR860 FOR 850 | Unit | Fast Moving Item | Company Site Office | Biomedical | No | 1 | 20 | 570 | 655,5 | Active | 0
BP0028 | Transducers/ Probes | 01-0802-0503-015 | Fresenius 4008S TMP Transducer Complete | Unit | Fast Moving Item | Company Site Office | Biomedical | No | 1 | 5 | 1750 | 2012,5 | Active | 2
BP0014 | Hoses/ Tubings/ Adaptors/ Couplers/ Connectors/ Pipes | 01-0802-0503-018 | Hose Red | Unit | Fast Moving Item | Company Site Office | Biomedical | No | 1 | 40 | 48 | 55,2 | Active | 0
BP0005 | Casing/ Covers/ Brackets/ Latches/ Part Holders | 01-0802-0503-025 | Plunger Holder 20ml | Unit | One Off | Others | Biomedical | No | 0 | 2 | 85 | 97,75 | Active | 0
BP0024 | Printed Circuit Boards (PCB; Other than Power Supply) | 01-2406-0201-030 | Rotor Board GE AMX4 | Unit | One Off | Others | Biomedical | No | 0 | 2 | 5341 | 6142,15 | Active | 0
BP0024 | Printed Circuit Boards (PCB; Other than Power Supply) | 01-2406-0201-041 | Fil KV Control Board GE AMX4 | Unit | One Off | Others | Biomedical | No | 0 | 1 | 5002 | 5752,3 | Active | 0
BP0024 | Printed Circuit Boards (PCB; Other than Power Supply) | 01-2406-0201-043 | CPU Board GE AMX4 | Unit | One Off | Others | Biomedical | No | 0 | 2 | 5945,4 | 6837,21 | Active | 1
BP0001 | Batteries/ UPS | 01-2406-0201-045 | Battery Upgrade Kit | Unit | Just In Time | Centralized | Biomedical | No | 0 | 10 | 3857,69 | 4436,34 | Active | 1
BP0004 | Cables/ Lead Wires (or any part of it) | 01-0503-0301-003 | Patient Cable | Unit | Fast Moving Item | Company Site Office | Biomedical | No | 1 | 5 | 450 | 517,5 | Active | 0
BP0004 | Cables/ Lead Wires (or any part of it) | 01-0503-0302-002 | KENZ 106 10 LEAD ECG CABLE | Unit | Fast Moving Item | Company Site Office | Biomedical | No | 1 | 14 | 800 | 920 | Active | 7
BP0028 | Transducers/ Probes | 01-0303-0102-002 | Toco Tranducer | Unit | Just In Time | Centralized | Biomedical | No | 0 | 5 | 1175 | 1351,25 | Active | 3
BP0028 | Transducers/ Probes | 01-0303-0701-003 | TOCO Avalon FEM20 Philips | Unit | Just In Time | Centralized | Biomedical | No | 0 | 2 | 4400 | 5060 | Active | 0
BP0021 | Power Cords/ Adaptors (or any part of it) | 01-0502-0102-008 | Plug Top 3 Pin 13amp | Unit | Fast Moving Item | Company Site Office | Biomedical | No | 10 | 300 | 5,3 | 6,1 | Active | 6
BP0014 | Hoses/ Tubings/ Adaptors/ Couplers/ Connectors/ Pipes | 01-1903-0101-014 | Male Connector | Unit | Fast Moving Item | Company Site Office | Biomedical | No | 1 | 150 | 4 | 4,6 | Active | 3
BP0014 | Hoses/ Tubings/ Adaptors/ Couplers/ Connectors/ Pipes | 01-1903-0101-015 | Female Connector | Unit | Fast Moving Item | Company Site Office | Biomedical | No | 1 | 150 | 2,5 | 2,88 | Active | 0
BP0012 | Filters | 01-1907-0101-025 | CLEMENT FILTER | Unit | Fast Moving Item | Company Site Office | Biomedical | No | 1 | 50 | 85 | 97,75 | Active | 9
BP0012 | Filters | 01-1907-0502-001 | MADELA Filter Bacterial | Unit | Just In Time | Centralized | Biomedical | No | 0 | 5 | 98 | 112,7 | Active | 4
BP0003 | Bulbs/ Lamps | 01-1902-0101-001 | Bulb,12V/4.2A 50W | Unit | Fast Moving Item | Company Site Office | Biomedical | No | 1 | 15 | 20 | 23 | Active | 0
BP0003 | Bulbs/ Lamps | 01-1902-0101-002 | Bulb 6V4.5A | Unit | Fast Moving Item | Company Site Office | Biomedical | No | 1 | 15 | 138 | 158,7 | Active | 1
BP0003 | Bulbs/ Lamps | 01-1902-0201-001 | Bulb 6V 4.5 A | Unit | Fast Moving Item | Company Site Office | Biomedical | No | 1 | 20 | 215 | 247,25 | Active | 0
BP0021 | Power Cords/ Adaptors (or any part of it) | 01-2300-0201-008 | Power Cord 1.8M | Unit | Fast Moving Item | Company Site Office | Biomedical | No | 1 | 150 | 18 | 20,7 | Active | 0
BP0006 | Cuffs | 01-0203-0102-003 | Infant Cuff 2 Tb | Unit | Fast Moving Item | Company Site Office | Biomedical | No | 1 | 25 | 12 | 13,8 | Active | 37
BP0006 | Cuffs | 01-0203-0102-009 | Infant Cuff 1 Tb | Unit | Fast Moving Item | Company Site Office | Biomedical | No | 1 | 120 | 32 | 36,8 | Active | 45
BP0006 | Cuffs | 01-0203-0102-011 | X-Large Cuff Adult 2TB | Unit | Fast Moving Item | Company Site Office | Biomedical | No | 1 | 100 | 60 | 69 | Active | 32
BP0006 | Cuffs | 01-0203-0101-003 | Cuff Large Adult 1 Tb | Unit | Fast Moving Item | Company Site Office | Biomedical | No | 1 | 30 | 16 | 18,4 | Active | 50
BP0006 | Cuffs | 01-0203-0301-018 | Cuff Adult 1 Tb | Unit | Fast Moving Item | Company Site Office | Biomedical | No | 10 | 300 | 30 | 34,5 | Active | 4
BP0006 | Cuffs | 01-0203-0301-002 | Cuff Adult Large 2 Tb | Unit | Fast Moving Item | Company Site Office | Biomedical | No | 1 | 50 | 16 | 18,4 | Active | 0
BP0006 | Cuffs | 01-0203-0301-003 | Cuff Adult 2 Tb | Unit | Fast Moving Item | Company Site Office | Biomedical | No | 20 | 500 | 33 | 37,95 | Active | 23
BP0006 | Cuffs | 01-0203-0301-004 | Cuff Child 2 Tb | Unit | Fast Moving Item | Company Site Office | Biomedical | No | 1 | 30 | 30 | 34,5 | Active | 36
BP0008 | Displays/ Backlights/ Panels | 01-0903-0201-010 | TOP 3300 FRONT PANEL ASSEMBLY (T6330516(5) ) | Unit | One Off | Others | Biomedical | No | 0 | 1 | 2067 | 2377,05 | Active | 0
BP0003 | Bulbs/ Lamps | 01-1902-0302-001 | BULB SLIT LAMP 6V 4.5A W/CENTER HAAG STREIT BM900 | Unit | Fast Moving Item | Company Site Office | Biomedical | No | 1 | 20 | 70 | 80,5 | Active | 0
BP0021 | Power Cords/ Adaptors (or any part of it) | 01-1903-0701-001 | Power Adaptor | Unit | One Off | Others | Biomedical | No | 0 | 7 | 80 | 92 | Active | 0
BP0021 | Power Cords/ Adaptors (or any part of it) | 01-0203-1201-002 | POWER DAPTOR HEM 907 OMRON | Unit | One Off | Others | Biomedical | No | 0 | 10 | 68 | 78,2 | Active | 2
BP0025 | Sensors/ Detectors | 01-2202-0401-006 | DRAGER BABYLOG 8000 OXYGEN CELL 6850645 (GOLD PACKING) (OEM OOM201 ) | Unit | Fast Moving Item | Company Site Office | Biomedical | Yes | 1 | 10 | 974 | 1120,1 | Active | 0
BP0025 | Sensors/ Detectors | 01-2203-0401-008 | Oxygen Sensor Capsule | Unit | Fast Moving Item | Company Site Office | Biomedical | No | 1 | 5 | 80 | 92 | Active | 0
BP0025 | Sensors/ Detectors | 01-2202-1401-001 | Oxygen Sensor | Unit | Fast Moving Item | Company Site Office | Biomedical | No | 1 | 5 | 350 | 402,5 | Active | 0
BP0025 | Sensors/ Detectors | 01-1601-1000-002 | MARQUETTE EXTENSION SPO2 SENSOR | Unit | Fast Moving Item | Company Site Office | Biomedical | No | 1 | 10 | 300 | 345 | Active | 3
BP0025 | Sensors/ Detectors | 01-2202-1901-002 | EXTENAL MEDICAL OXYGEN SENSOR MAX-250E | Unit | Fast Moving Item | Company Site Office | Biomedical | Yes | 1 | 15 | 440 | 506 | Active | 4
BP0001 | Batteries/ UPS | 01-1603-0103-001 | Rechargeable Battery 6V | Unit | Just In Time | Centralized | Biomedical | No | 0 | 5 | 300 | 345 | Active | 0
BP0001 | Batteries/ UPS | 01-1603-0106-004 | Rechargeable Battery 6V | Unit | Just In Time | Centralized | Biomedical | No | 0 | 30 | 65 | 74,75 | Active | 0
BP0025 | Sensors/ Detectors | 01-1603-0901-001 | MASIMO SPO2 FINGER SENSOR ADULT LNOP DCI | Unit | Fast Moving Item | Company Site Office | Biomedical | No | 1 | 30 | 580 | 667 | Active | 0
BP0025 | Sensors/ Detectors | 01-1603-0901-006 | SPO2 finger sensor child masimo | Unit | Fast Moving Item | Company Site Office | Biomedical | No | 1 | 12 | 740 | 851 | Active | 0
BP0004 | Cables/ Lead Wires (or any part of it) | 01-1601-1000-001 | MARQUETTE SPO2 ADAPTOR CABLE HELLIGE | Unit | Fast Moving Item | Company Site Office | Biomedical | No | 1 | 3 | 1130 | 1299,5 | Active | 3
BP0004 | Cables/ Lead Wires (or any part of it) | 01-1603-1705-008 | MASIMO EXTENSIN CABLE M-LNCS-10 | Unit | Fast Moving Item | Company Site Office | Biomedical | No | 1 | 28 | 600 | 690 | Active | 3
BP0003 | Bulbs/ Lamps | 01-1201-0201-002 | Bulb PENLON 55092 | Unit | Fast Moving Item | Company Site Office | Biomedical | No | 1 | 15 | 50 | 57,5 | Active | 6
BP0011 | Equipment Specific Parts | 01-1302-0101-004 | Pot Meter | Unit | One Off | Others | Biomedical | No | 0 | 1 | 105 | 120,75 | Active | 0
BP0011 | Equipment Specific Parts | 01-1302-0101-005 | Strap,250X3Cm | Unit | One Off | Others | Biomedical | No | 0 | 7 | 1980 | 2277 | Active | 0
BP0003 | Bulbs/ Lamps | 01-1602-0101-001 | MADELA LAMP PHOTOTHERAPY 18w/71 | Unit | Fast Moving Item | Company Site Office | Biomedical | No | 10 | 500 | 25 | 28,75 | Active | 47
BP0003 | Bulbs/ Lamps | 01-1504-0101-006 | BULB KILLER VISTA 2.8V 6 1011-P-7042 | Unit | Fast Moving Item | Company Site Office | Biomedical | No | 1 | 10 | 95 | 109,25 | Active | 1
BP0003 | Bulbs/ Lamps | 01-1504-0101-003 | Bulb 2.5V | Unit | Fast Moving Item | Company Site Office | Biomedical | No | 1 | 4 | 175 | 201,25 | Active | 0
BP0018 | Motors/ Micromotors/ Carbon brushes | 01-0802-0502-005 | Fresenius 4008S Stepper Motor | Unit | Fast Moving Item | Company Site Office | Biomedical | No | 1 | 5 | 3150 | 3622,5 | Active | 0
BP0004 | Cables/ Lead Wires (or any part of it) | 01-0601-0201-002 | Retractile Cable | Unit | One Off | Others | Biomedical | No | 0 | 5 | 105 | 120,75 | Active | 0
BP0007 | Diaphragms/ Pumps | 01-0802-0502-008 | Fresenius 4008S Concentrate Pump Assy Complete | Unit | Fast Moving Item | Company Site Office | Biomedical | No | 1 | 5 | 2080 | 2392 | Active | 0
BP0007 | Diaphragms/ Pumps | 01-0802-0501-004 | Fresenius 4008S Gear Pump Head | Unit | Fast Moving Item | Company Site Office | Biomedical | No | 1 | 4 | 1180 | 1357 | Active | 1
BP0001 | Batteries/ UPS | 01-0503-0302-001 | Rechargeable Battery 4.6V 700Mah | Unit | Just In Time | Centralized | Biomedical | No | 0 | 1 | 80 | 92 | Active | 0
BP0001 | Batteries/ UPS | 01-0503-0303-001 | SUZUKENZ 108 RECHARGEABLE BATTERY 12V 1200MAH | Unit | Just In Time | Centralized | Biomedical | No | 0 | 11 | 480 | 552 | Active | 10
BP0021 | Power Cords/ Adaptors (or any part of it) | 01-0502-0102-003 | 3 Pin Plug Adaptor | Unit | One Off | Others | Biomedical | No | 0 | 100 | 6,9 | 7,94 | Active | 0
BP0004 | Cables/ Lead Wires (or any part of it) | 01-1601-0601-001 | Ecg Cable | Unit | Fast Moving Item | Company Site Office | Biomedical | No | 1 | 3 | 600 | 690 | Active | 0
BP0004 | Cables/ Lead Wires (or any part of it) | 01-1601-0103-012 | PHILIPS LEAD 5 LEAD ECG CABLE M1633A | Unit | Fast Moving Item | Company Site Office | Biomedical | No | 1 | 20 | 351 | 403,65 | Active | 0
BP0004 | Cables/ Lead Wires (or any part of it) | 01-1601-0106-002 | Adaptor Cable 12Pin to 9Pin | Unit | Just In Time | Centralized | Biomedical | No | 0 | 5 | 1200 | 1380 | Active | 0
BP0004 | Cables/ Lead Wires (or any part of it) | 01-0401-0201-002 | Patient Cable | Unit | Fast Moving Item | Company Site Office | Biomedical | No | 1 | 3 | 350 | 402,5 | Active | 0
BP0004 | Cables/ Lead Wires (or any part of it) | 01-0503-0102-011 | Chest Electrode Paediatric Complete | Unit | Fast Moving Item | Company Site Office | Biomedical | No | 1 | 20 | 36,3 | 41,75 | Active | 0
BP0004 | Cables/ Lead Wires (or any part of it) | 01-1601-0101-002 | PHILIPS 3 Lead Trunk Cable, M1510A | Unit | Fast Moving Item | Company Site Office | Biomedical | No | 1 | 16 | 125 | 143,75 | Active | 4
BP0004 | Cables/ Lead Wires (or any part of it) | 01-1601-0101-003 | PHILIPS 3 LEAD ECG CALBLE M1613A | Unit | Fast Moving Item | Company Site Office | Biomedical | No | 1 | 10 | 240 | 276 | Active | 2
BP0004 | Cables/ Lead Wires (or any part of it) | 01-1601-0101-005 | EXTENSION PHILIPS 1900B | Unit | Fast Moving Item | Company Site Office | Biomedical | No | 1 | 3 | 630 | 724,5 | Active | 3
BP0004 | Cables/ Lead Wires (or any part of it) | 01-1601-0103-001 | 3 Lead Cable | Unit | Fast Moving Item | Company Site Office | Biomedical | No | 1 | 5 | 375 | 431,25 | Active | 0
BP0014 | Hoses/ Tubings/ Adaptors/ Couplers/ Connectors/ Pipes | 01-0203-0301-009 | Air Hose 3.5m CRITIKON | Unit | One Off | Others | Biomedical | No | 0 | 15 | 62 | 71,3 | Active | 0
BP0014 | Hoses/ Tubings/ Adaptors/ Couplers/ Connectors/ Pipes | 01-0203-0302-004 | Tube L Mini | Unit | One Off | Others | Biomedical | No | 0 | 20 | 58,4 | 67,16 | Active | 0
BP0003 | Bulbs/ Lamps | 01-0305-0101-001 | Bulb, 6.2V0.5A | Unit | Just In Time | Centralized | Biomedical | No | 0 | 10 | 699 | 803,85 | Active | 0
BP0001 | Batteries/ UPS | 01-0503-0102-002 | Rechargeable Battery | Unit | Just In Time | Centralized | Biomedical | No | 0 | 47 | 163 | 187,45 | Active | 0
BP0001 | Batteries/ UPS | 01-0401-0201-001 | NIHON KOHDEN TEC-7100K BATTERY | Unit | Just In Time | Centralized | Biomedical | No | 0 | 14 | 150 | 172,5 | Active | 3
BP0001 | Batteries/ UPS | 01-0401-0201-004 | Rechargeable Battery Lcs-2912Nk | Unit | Just In Time | Centralized | Biomedical | No | 0 | 1 | 920 | 1058 | Active | 11
BP0001 | Batteries/ UPS | 01-0503-0102-022 | Rechargeable Battery 12V 1.9Ah | Unit | Just In Time | Centralized | Biomedical | No | 0 | 15 | 450 | 517,5 | Active | 0
BP0001 | Batteries/ UPS | 01-0503-0105-001 | NIHON KOHDEN 2012NK BATTERY | Unit | Just In Time | Centralized | Biomedical | No | 0 | 3 | 150 | 172,5 | Active | 2
BP0001 | Batteries/ UPS | 01-1604-1801-001 | Battery 12V 3700mAH | Unit | Just In Time | Centralized | Biomedical | No | 0 | 2 | 1100 | 1265 | Active | 0
BP0001 | Batteries/ UPS | 01-0903-0103-010 | Battery Rechargeable W/Connector 7.2V | Unit | Just In Time | Centralized | Biomedical | No | 0 | 20 | 160 | 184 | Active | 25
BP0001 | Batteries/ UPS | 01-0802-0201-056 | Battery | Unit | Just In Time | Centralized | Biomedical | No | 0 | 10 | 150 | 172,5 | Active | 0
BP0001 | Batteries/ UPS | 01-0903-0101-002 | Rechargeable Battery 7.2V 1.8Ah | Unit | Just In Time | Centralized | Biomedical | No | 1 | 10 | 159 | 182,85 | Active | 0
BP0001 | Batteries/ UPS | 01-0903-0104-001 | Battery Ifusomat Bbraun FM | Unit | Just In Time | Centralized | Biomedical | No | 0 | 30 | 160 | 184 | Active | 9
BP0001 | Batteries/ UPS | 01-0903-0205-002 | Rechargeable Battery 9.63V 1.5Ah | Unit | Just In Time | Centralized | Biomedical | No | 0 | 20 | 120 | 138 | Active | 1
BP0001 | Batteries/ UPS | 01-0903-0201-005 | Rechargeable Battery D84:D8712V 900MahTOP 3100 Battery | Unit | Just In Time | Centralized | Biomedical | No | 0 | 40 | 150 | 172,5 | Active | 25
BP0001 | Batteries/ UPS | 01-0903-0203-001 | Rechargeable Battery | Unit | Just In Time | Centralized | Biomedical | No | 0 | 1 | 145 | 166,75 | Active | 0
BP0001 | Batteries/ UPS | 01-1909-0101-005 | RECHARGEABLE BATTERY TOP 5300 12V 700MAH | Unit | Just In Time | Centralized | Biomedical | No | 0 | 11 | 217 | 249,55 | Active | 49
BP0025 | Sensors/ Detectors | 01-0903-0201-001 | Drop Sensor T31 (88t) | Unit | Fast Moving Item | Company Site Office | Biomedical | No | 1 | 5 | 350 | 402,5 | Active | 0
BP0001 | Batteries/ UPS | 01-1909-0201-001 | DRAGER OXYLOG 2000 BATTERY | Unit | Just In Time | Centralized | Biomedical | No | 0 | 13 | 100 | 115 | Active | 1
BP0001 | Batteries/ UPS | 01-1909-0201-017 | Battery | Unit | Just In Time | Centralized | Biomedical | No | 0 | 1 | 150 | 172,5 | Active | 0
BP0005 | Casing/ Covers/ Brackets/ Latches/ Part Holders | 01-0901-0701-003 | Corner Bracket | Unit | One Off | Others | Biomedical | No | 0 | 1 | 380 | 437 | Active | 0
BP0005 | Casing/ Covers/ Brackets/ Latches/ Part Holders | 01-0901-0201-013 | Corner Bracket | Unit | One Off | Others | Biomedical | No | 0 | 55 | 46 | 52,9 | Active | 23
BP0014 | Hoses/ Tubings/ Adaptors/ Couplers/ Connectors/ Pipes | 01-0901-0202-001 | AMEDA Tube Grommet | Unit | One Off | Others | Biomedical | No | 0 | 4 | 90 | 103,5 | Active | 4
BP0025 | Sensors/ Detectors | 01-0903-0101-009 | Drop Sensor Complete Infusomat | Unit | Fast Moving Item | Company Site Office | Biomedical | No | 1 | 10 | 390 | 448,5 | Active | 0
BP0025 | Sensors/ Detectors | 01-0903-0103-003 | Infusomat, Drop Sensor Complete | Unit | Fast Moving Item | Company Site Office | Biomedical | No | 1 | 10 | 380 | 437 | Active | 4
BP0025 | Sensors/ Detectors | 01-0903-0102-010 | B.BRAUN Drop Sensor Complete 34502629 | Unit | Fast Moving Item | Company Site Office | Biomedical | No | 1 | 12 | 377 | 433,55 | Active | 8
BP0013 | Heater Elements | 01-0803-0102-015 | Element Replacement Kit | Unit | One Off | Others | Biomedical | No | 0 | 1 | 132 | 151,8 | Active | 0
BP0013 | Heater Elements | 01-0803-0102-001 | Heater Wire | Unit | Fast Moving Item | Company Site Office | Biomedical | No | 1 | 3 | 400 | 460 | Active | 0
BP0026 | Solenoids/ Valves/ Gauges | 01-0802-0503-013 | Solenoid Valve - Dual Port | Unit | Fast Moving Item | Company Site Office | Biomedical | No | 1 | 10 | 179 | 205,85 | Active | 4
BP0026 | Solenoids/ Valves/ Gauges | 01-0802-0503-029 | Fresenius 4008S Pressure reducing valve | Unit | Fast Moving Item | Company Site Office | Biomedical | No | 1 | 4 | 348,11 | 400,33 | Active | 1
BP0012 | Filters | 01-0901-0304-003 | AIR SHIELD FILTER PACK OF 4 C400 & 450 | Unit | Fast Moving Item | Company Site Office | Biomedical | No | 1 | 100 | 46,85 | 53,88 | Active | 21
BP0012 | Filters | 01-0901-0302-003 | Air Filter (Pack Of 4) | Unit | Fast Moving Item | Company Site Office | Biomedical | No | 10 | 200 | 225 | 258,75 | Active | 0
BP0012 | Filters | 01-0901-0302-027 | Bacterial Filter | Unit | Just In Time | Centralized | Biomedical | No | 0 | 1 | 248 | 285,2 | Active | 0
BP0003 | Bulbs/ Lamps | 01-2602-0200-015 | BULB HALOGEN 12V 50V (LEICA) | Unit | Fast Moving Item | Company Site Office | Biomedical | No | 1 | 10 | 320 | 368 | Active | 3
BP0003 | Bulbs/ Lamps | 01-1305-0101-001 | Halogen Bulb 12V 50W | Unit | Fast Moving Item | Company Site Office | Biomedical | No | 1 | 10 | 290 | 333,5 | Active | 0
BP0003 | Bulbs/ Lamps | 01-1301-0604-001 | BULB OSRAM 64261 12V 30W | Unit | Fast Moving Item | Company Site Office | Biomedical | No | 1 | 50 | 60 | 69 | Active | 17
BP0009 | Electrodes | 01-0504-0101-004 | Potassium Electrode | Unit | Just In Time | Centralized | Biomedical | Yes | 0 | 2 | 721,6 | 829,84 | Active | 0
BP0009 | Electrodes | 01-0504-0101-013 | Electrode,Refill Cassette | Unit | Just In Time | Centralized | Biomedical | Yes | 0 | 1 | 1306 | 1501,9 | Active | 0
BP0009 | Electrodes | 01-0202-0101-001 | Electrode,Po2 | Unit | Just In Time | Centralized | Biomedical | Yes | 0 | 3 | 1724 | 1982,6 | Active | 0
BP0009 | Electrodes | 01-0202-0101-003 | Electrode,Ph | Unit | Just In Time | Centralized | Biomedical | Yes | 0 | 3 | 600 | 690 | Active | 0
BP0003 | Bulbs/ Lamps | 01-1301-0000-007 | BULB OLYMPUS 6V,10WGE (AX2017) | Unit | Fast Moving Item | Company Site Office | Biomedical | No | 1 | 27 | 40 | 46 | Active | 11
BP0003 | Bulbs/ Lamps | 01-1301-0101-001 | Bulb 6V 20W | Unit | Fast Moving Item | Company Site Office | Biomedical | No | 1 | 86 | 35 | 40,25 | Active | 46
BP0003 | Bulbs/ Lamps | 01-1301-0102-013 | Bulb 6V 30W (Olympus) | Unit | Fast Moving Item | Company Site Office | Biomedical | No | 1 | 100 | 35 | 40,25 | Active | 0
BP0001 | Batteries/ UPS | 01-2300-0201-002 | Battery AAA (Alkaline) | Unit | Fast Moving Item | Company Site Office | Biomedical | No | 20 | 1000 | 1,6 | 1,84 | Active | 1
BP0001 | Batteries/ UPS | 01-2300-0201-003 | Battery C (Alkaline) | Unit | Fast Moving Item | Company Site Office | Biomedical | No | 10 | 600 | 3,7 | 4,26 | Active | 175
BP0001 | Batteries/ UPS | 01-2300-0201-004 | Battery D (Alkaline) | Unit | Fast Moving Item | Company Site Office | Biomedical | No | 10 | 400 | 4,1 | 4,72 | Active | 49
BP0001 | Batteries/ UPS | 01-2300-0201-005 | Battery 9V (Alkaline) | Unit | Fast Moving Item | Company Site Office | Biomedical | No | 10 | 200 | 6,25 | 7,19 | Active | 26
BP0001 | Batteries/ UPS | 01-0203-0101-002 | CRITIKON 8100 Battery | Unit | Just In Time | Centralized | Biomedical | No | 0 | 1 | 120 | 138 | Active | 4
BP0001 | Batteries/ UPS | 01-0203-0104-003 | Battery 6V | Unit | Just In Time | Centralized | Biomedical | No | 0 | 10 | 80 | 92 | Active | 0
BP0001 | Batteries/ UPS | 01-0203-0403-001 | Rechargeable Battery 6V | Unit | Just In Time | Centralized | Biomedical | No | 0 | 10 | 80 | 92 | Active | 0
BP0001 | Batteries/ UPS | 01-1201-0101-008 | Battery Rech. 3.6V 1.8Ah | Unit | Just In Time | Centralized | Biomedical | No | 0 | 5 | 580 | 667 | Active | 1
BP0001 | Batteries/ UPS | 01-1502-0101-011 | Rechargeable Battery 3.5V | Unit | Just In Time | Centralized | Biomedical | No | 0 | 10 | 235 | 270,25 | Active | 0
BP0003 | Bulbs/ Lamps | 01-2404-0101-004 | Halogen Bulb 12V 100W 6834 FO | Unit | Fast Moving Item | Company Site Office | Biomedical | No | 1 | 101 | 30 | 34,5 | Active | 12
BP0003 | Bulbs/ Lamps | 01-2406-0301-001 | Bulb,Collimator,12v 100w (Philips 64625) 50Hr | Unit | Fast Moving Item | Company Site Office | Biomedical | No | 1 | 20 | 7,8 | 8,97 | Active | 14
BP0014 | Hoses/ Tubings/ Adaptors/ Couplers/ Connectors/ Pipes | 01-0202-0102-006 | Sample & Reagent Tube Kit | Unit | Just In Time | Centralized | Biomedical | No | 0 | 2 | 940 | 1081 | Active | 0
BP0014 | Hoses/ Tubings/ Adaptors/ Couplers/ Connectors/ Pipes | 01-0202-0102-011 | Pre-Heater Tubing Kit | Unit | Just In Time | Centralized | Biomedical | No | 0 | 10 | 800 | 920 | Active | 0
BP0025 | Sensors/ Detectors | 01-1603-0401-020 | OXIBAND ADULT / NEONATAL SENSOR | Unit | Fast Moving Item | Company Site Office | Biomedical | No | 1 | 5 | 500 | 575 | Active | 1
BP0025 | Sensors/ Detectors | 01-1603-0201-002 | Oxi-Clip Finger Sensor | Unit | One Off | Others | Biomedical | No | 0 | 1 | 1520 | 1748 | Active | 0
BP0025 | Sensors/ Detectors | 01-1603-2201-006 | GRASEBY SOLARIS SPO2 FINGER SENSOR ADULT | Unit | Fast Moving Item | Company Site Office | Biomedical | No | 1 | 3 | 600 | 690 | Active | 2
BP0004 | Cables/ Lead Wires (or any part of it) | 01-1601-0701-013 | Ecg 5 Lead , Grabber Set Iec | Unit | Fast Moving Item | Company Site Office | Biomedical | No | 1 | 10 | 350 | 402,5 | Active | 0
BP0004 | Cables/ Lead Wires (or any part of it) | 01-1601-0702-002 | DATEX OHMEDA 3 LEAD WIRE | Unit | Fast Moving Item | Company Site Office | Biomedical | No | 1 | 10 | 337 | 387,55 | Active | 3
BP0004 | Cables/ Lead Wires (or any part of it) | 01-1601-0703-002 | 3 LEAD WIRE | Unit | Fast Moving Item | Company Site Office | Biomedical | No | 1 | 10 | 610 | 701,5 | Active | 0
BP0004 | Cables/ Lead Wires (or any part of it) | 01-1604-0901-001 | Spo2 Extension Cable | Unit | Fast Moving Item | Company Site Office | Biomedical | No | 1 | 25 | 800 | 920 | Active | 0
BP0004 | Cables/ Lead Wires (or any part of it) | 01-1603-0101-001 | NELLCOR SPO2 Extension Cable Sensor DEC-8 | Unit | Fast Moving Item | Company Site Office | Biomedical | No | 1 | 40 | 138 | 158,7 | Active | 6
BP0004 | Cables/ Lead Wires (or any part of it) | 01-1603-0104-001 | Extension Cable Symphony | Unit | Fast Moving Item | Company Site Office | Biomedical | No | 1 | 11 | 740 | 851 | Active | 0
BP0004 | Cables/ Lead Wires (or any part of it) | 01-1603-0104-007 | NELLCOR SPO2 Extension Cable Original DOC 10 | Unit | Fast Moving Item | Company Site Office | Biomedical | No | 1 | 20 | 138 | 158,7 | Active | 4
BP0025 | Sensors/ Detectors | 01-1603-0104-003 | NELLCOR SPO2 FINGER SENSOR Pediatric Spot-Check, Dura-Y Sensor | Unit | Fast Moving Item | Company Site Office | Biomedical | No | 1 | 16 | 500 | 575 | Active | 1
BP0025 | Sensors/ Detectors | 01-1603-0102-001 | NELLCOR SPO2 FINGER CLIP SPO2 SENSOR DS100A | Unit | Fast Moving Item | Company Site Office | Biomedical | No | 1 | 50 | 210 | 241,5 | Active | 44
BP0025 | Sensors/ Detectors | 01-1603-0103-002 | Dura-Y Multi Site Sensor | Unit | Fast Moving Item | Company Site Office | Biomedical | No | 1 | 10 | 630 | 724,5 | Active | 0
BP0025 | Sensors/ Detectors | 01-1603-0103-006 | Oxygen Sensor Adult/Neonatal Oxiband | Unit | Fast Moving Item | Company Site Office | Biomedical | No | 1 | 5 | 500 | 575 | Active | 0
BP0003 | Bulbs/ Lamps | 01-1201-0101-004 | Bulb WELCH ALLYN 08500 | Unit | Fast Moving Item | Company Site Office | Biomedical | No | 1 | 20 | 55 | 63,25 | Active | 3
BP0003 | Bulbs/ Lamps | 01-1502-0101-001 | Bulb | Unit | Fast Moving Item | Company Site Office | Biomedical | No | 1 | 3 | 250 | 287,5 | Active | 0
BP0003 | Bulbs/ Lamps | 01-1502-0101-003 | Bulb WELCH ALLYN 03000 | Unit | Fast Moving Item | Company Site Office | Biomedical | No | 1 | 20 | 55 | 63,25 | Active | 8
BP0003 | Bulbs/ Lamps | 01-1502-0101-004 | Bulb WELCH ALLYN 03400 | Unit | Fast Moving Item | Company Site Office | Biomedical | No | 1 | 50 | 52 | 59,8 | Active | 15
BP0003 | Bulbs/ Lamps | 01-1502-0101-009 | Bulb WELCH ALLYN 04400 | Unit | Fast Moving Item | Company Site Office | Biomedical | No | 1 | 14 | 55 | 63,25 | Active | 1
BP0003 | Bulbs/ Lamps | 01-1203-0301-001 | Lamp For Mfi/Vdx | Unit | Fast Moving Item | Company Site Office | Biomedical | No | 1 | 2 | 255 | 293,25 | Active | 0
BP0003 | Bulbs/ Lamps | 01-1505-0101-002 | Bulb Halogen 22.8V 50W | Unit | Fast Moving Item | Company Site Office | Biomedical | No | 1 | 10 | 65 | 74,75 | Active | 0
BP0003 | Bulbs/ Lamps | 01-1505-0101-004 | BULB HANAULUX BLUE 22.8V 90W 130/90 NR.56053198 (HERAEUS) | Unit | Fast Moving Item | Company Site Office | Biomedical | No | 1 | 81 | 200 | 230 | Active | 8
BP0003 | Bulbs/ Lamps | 01-1301-0603-001 | BULB PHILIPS 409843 TYPE 6550 15V 150W 409843 | Unit | Fast Moving Item | Company Site Office | Biomedical | No | 1 | 10 | 27 | 31,05 | Active | 1
BP0014 | Hoses/ Tubings/ Adaptors/ Couplers/ Connectors/ Pipes | 01-1601-0503-010 | Oxytip Interconnect/Universal | Unit | Fast Moving Item | Company Site Office | Biomedical | No | 1 | 23 | 10 | 11,5 | Active | 0
BP0001 | Batteries/ UPS | 01-0901-0304-008 | Rechargeable Battery 8.4V 300Ah | Unit | One Off | Others | Biomedical | No | 0 | 5 | 280 | 322 | Active | 0
BP0001 | Batteries/ UPS | 01-1603-1401-001 | AIR SHIELD C100 Rechargeable Battery 6V 2.5Ah | Unit | Just In Time | Centralized | Biomedical | No | 0 | 10 | 80 | 92 | Active | 5
BP0001 | Batteries/ UPS | 01-1603-1403-002 | Battery 12V | Unit | Just In Time | Centralized | Biomedical | No | 0 | 3 | 300 | 345 | Active | 0
BP0001 | Batteries/ UPS | 01-1601-0201-039 | Rechargeable Battery 12V | Unit | Just In Time | Centralized | Biomedical | No | 0 | 1 | 120 | 138 | Active | 0
BP0014 | Hoses/ Tubings/ Adaptors/ Couplers/ Connectors/ Pipes | 01-1907-0101-003 | ESHMAN TAPERED CONNECTOR | Unit | One Off | Others | Biomedical | No | 0 | 1 | 7,5 | 8,63 | Active | 7
BP0004 | Cables/ Lead Wires (or any part of it) | 01-1604-1401-001 | 300 Series 3 Lead Trunk Cable 3M/10' | Unit | Fast Moving Item | Company Site Office | Biomedical | No | 1 | 5 | 500 | 575 | Active | 0
BP0004 | Cables/ Lead Wires (or any part of it) | 01-1601-0503-013 | DATEX OHMEDA Spo2 Extension Cable (OXY-OL3) | Unit | Fast Moving Item | Company Site Office | Biomedical | No | 1 | 15 | 150 | 172,5 | Active | 3
BP0004 | Cables/ Lead Wires (or any part of it) | 01-1602-0503-003 | ECG Trunk Cable | Unit | One Off | Others | Biomedical | No | 0 | 4 | 190 | 218,5 | Active | 0
BP0004 | Cables/ Lead Wires (or any part of it) | 01-1601-0503-007 | Oxytip Interconnect Cable | Unit | Fast Moving Item | Company Site Office | Biomedical | No | 1 | 20 | 800 | 920 | Active | 0
BP0004 | Cables/ Lead Wires (or any part of it) | 01-1603-0402-004 | SPO2 Extension Cable | Unit | Fast Moving Item | Company Site Office | Biomedical | No | 1 | 27 | 135 | 155,25 | Active | 0
BP0004 | Cables/ Lead Wires (or any part of it) | 01-1603-1405-002 | EXTENSION CABLE TS-M3 | Unit | Fast Moving Item | Company Site Office | Biomedical | No | 1 | 14 | 290 | 333,5 | Active | 0
BP0004 | Cables/ Lead Wires (or any part of it) | 01-1604-1401-003 | EXTENSION CABLE TS-N3 | Unit | Fast Moving Item | Company Site Office | Biomedical | No | 1 | 10 | 352 | 404,8 | Active | 2
BP0004 | Cables/ Lead Wires (or any part of it) | 01-1601-0201-004 | NOVAMETRIX SPO2 CABLE ADAPTOR NOR | Unit | Fast Moving Item | Company Site Office | Biomedical | No | 1 | 11 | 360 | 414 | Active | 5
BP0004 | Cables/ Lead Wires (or any part of it) | 01-1601-0201-009 | 3 Lead Wire Set | Unit | Fast Moving Item | Company Site Office | Biomedical | No | 1 | 15 | 190 | 218,5 | Active | 0
BP0004 | Cables/ Lead Wires (or any part of it) | 01-1601-0201-010 | SPACELAB 3 Lead Ecg Trunk Cable | Unit | Fast Moving Item | Company Site Office | Biomedical | No | 1 | 11 | 345 | 396,75 | Active | 3
BP0004 | Cables/ Lead Wires (or any part of it) | 01-1601-0201-012 | 3 Lead Ecg Shilded Patient Cable For Pcms Only | Unit | Fast Moving Item | Company Site Office | Biomedical | No | 1 | 15 | 90 | 103,5 | Active | 0
BP0004 | Cables/ Lead Wires (or any part of it) | 01-1601-0201-013 | 5 Lead Ecg Shilded Patient Cable For 90600/90700 | Unit | Fast Moving Item | Company Site Office | Biomedical | No | 1 | 3 | 300 | 345 | Active | 0
BP0004 | Cables/ Lead Wires (or any part of it) | 01-1601-0501-003 | Ecg Cable | Unit | Fast Moving Item | Company Site Office | Biomedical | No | 1 | 5 | 300 | 345 | Active | 0
BP0004 | Cables/ Lead Wires (or any part of it) | 01-1603-0401-027 | SPO2 Extension Cable | Unit | Fast Moving Item | Company Site Office | Biomedical | No | 1 | 10 | 180 | 207 | Active | 0
BP0025 | Sensors/ Detectors | 01-2202-0000-003 | Oxygen Sensor C-1 | Unit | Fast Moving Item | Company Site Office | Biomedical | Yes | 1 | 10 | 145 | 166,75 | Active | 0
BP0025 | Sensors/ Detectors | 01-2202-0101-005 | Flow Sensor Q2 W/Eprom | Unit | Fast Moving Item | Company Site Office | Biomedical | No | 1 | 10 | 3750 | 4312,5 | Active | 1
BP0025 | Sensors/ Detectors | 01-2202-0101-006 | Exhalation Sensor (Q3/T3) | Unit | Fast Moving Item | Company Site Office | Biomedical | No | 1 | 2 | 3400 | 3910 | Active | 0
BP0025 | Sensors/ Detectors | 01-2202-1501-002 | DATEX OHMEDA FLOW SENSOR 1503-3856-000 (PENDEK) | Unit | Fast Moving Item | Company Site Office | Biomedical | No | 1 | 15 | 388 | 446,2 | Active | 7
BP0025 | Sensors/ Detectors | 01-1601-0503-001 | Skin Temperature Probe | Unit | Fast Moving Item | Company Site Office | Biomedical | No | 1 | 15 | 321 | 369,15 | Active | 0
BP0025 | Sensors/ Detectors | 01-1601-0503-004 | Oxytip Finger Sensor | Unit | Fast Moving Item | Company Site Office | Biomedical | No | 1 | 22 | 315 | 362,25 | Active | 0
BP0025 | Sensors/ Detectors | 01-1601-0503-011 | Spo2 Finger Sensor | Unit | Fast Moving Item | Company Site Office | Biomedical | No | 1 | 10 | 645 | 741,75 | Active | 0
BP0022 | Power Supply Unit (PCB or Module)/ Transfomer | 01-0901-0302-020 | Retrokit Power | Unit | One Off | Others | Biomedical | No | 0 | 1 | 520 | 598 | Active | 0
BP0022 | Power Supply Unit (PCB or Module)/ Transfomer | 01-0803-0103-002 | Power PCB Assembly | Unit | One Off | Others | Biomedical | No | 0 | 5 | 1267 | 1457,05 | Active | 0
BP0025 | Sensors/ Detectors | 01-1603-1402-002 | Spo2 Reusable Finger Sensor Oxy-F4-H | Unit | Just In Time | Centralized | Biomedical | No | 0 | 1 | 1250 | 1437,5 | Active | 0
BP0023 | PPM/ Service/Maintenance/ Repair Kits | 01-1601-0502-008 | PM KIT As/5 | Unit | Fast Moving Item | Company Site Office | Biomedical | No | 1 | 18 | 1000 | 1150 | Active | 0
BP0024 | Printed Circuit Boards (PCB; Other than Power Supply) | 01-0901-0302-021 | Display Board Pcb | Unit | One Off | Others | Biomedical | No | 0 | 1 | 1000 | 1150 | Active | 0
BP0024 | Printed Circuit Boards (PCB; Other than Power Supply) | 01-0803-0103-001 | Control PCB Assembly | Unit | One Off | Others | Biomedical | No | 0 | 5 | 1267 | 1457,05 | Active | 0
BP0018 | Motors/ Micromotors/ Carbon brushes | 01-0901-0306-001 | Fan Motor | Unit | One Off | Others | Biomedical | No | 0 | 3 | 1800 | 2070 | Active | 0
BP0025 | Sensors/ Detectors | 01-1601-0201-003 | NOVAMETRIX SPO2 PROBE FINGER ADULT | Unit | Fast Moving Item | Company Site Office | Biomedical | No | 1 | 11 | 950 | 1092,5 | Active | 0
BP0011 | Equipment Specific Parts | 01-1907-0101-001 | Suction Jar Shatterproof Plastic | Unit | One Off | Others | Biomedical | No | 0 | 1 | 1350 | 1552,5 | Active | 0
BP0011 | Equipment Specific Parts | 01-1907-0102-006 | CLEMENT Sp BLUE Inlet Nipple | Unit | One Off | Others | Biomedical | No | 0 | 30 | 35 | 40,25 | Active | 3
BP0028 | Transducers/ Probes | 01-1601-0201-041 | Bd'S Pressure Tranducer P23Xl-1 | Unit | One Off | Others | Biomedical | No | 0 | 5 | 3750 | 4312,5 | Active | 0
BP0028 | Transducers/ Probes | 01-1601-0201-033 | ARGON (BD) Pressure Transducer P23xl | Unit | Just In Time | Centralized | Biomedical | No | 0 | 7 | 1500 | 1725 | Active | 1
BP0005 | Casing/ Covers/ Brackets/ Latches/ Part Holders | 01-1907-0101-002 | ESHMAN SPARE LID FOR RECEIVED JAR | Unit | One Off | Others | Biomedical | No | 0 | 1 | 480 | 552 | Active | 0
BP0025 | Sensors/ Detectors | 01-0901-0101-001 | DYNAL Skin Temp Probe | Unit | Fast Moving Item | Company Site Office | Biomedical | No | 1 | 10 | 300 | 345 | Active | 0
BP0025 | Sensors/ Detectors | 01-1601-1301-006 | PHILIPS SPO2 FINGER SENSOR CHILE M1193A | Unit | Fast Moving Item | Company Site Office | Biomedical | No | 1 | 10 | 650 | 747,5 | Active | 2
BP0004 | Cables/ Lead Wires (or any part of it) | 01-1601-1301-003 | 8-12 Pin Spo2 Sensor Adaptor Cable | Unit | Fast Moving Item | Company Site Office | Biomedical | No | 1 | 10 | 250 | 287,5 | Active | 0
BP0004 | Cables/ Lead Wires (or any part of it) | 01-1601-1301-004 | 3-Lead Ecg Patient Trunk Cable Aam | Unit | Fast Moving Item | Company Site Office | Biomedical | No | 1 | 3 | 390 | 448,5 | Active | 0
BP0004 | Cables/ Lead Wires (or any part of it) | 01-1601-1301-005 | PHILIPS 3 LEAD ECG MINI CLIP M1608 | Unit | Fast Moving Item | Company Site Office | Biomedical | No | 1 | 3 | 208 | 239,2 | Active | 1
BP0006 | Cuffs | 01-2002-0101-001 | Cuff Cylindrical 18 Ats | Unit | Fast Moving Item | Company Site Office | Biomedical | No | 1 | 10 | 460 | 529 | Active | 2
BP0006 | Cuffs | 01-2002-0101-006 | Cuff Cylindrical 30 Ats | Unit | Fast Moving Item | Company Site Office | Biomedical | No | 1 | 10 | 460 | 529 | Active | 3
BP0023 | PPM/ Service/Maintenance/ Repair Kits | 01-2202-0302-015 | Maintenance Kit 3000H | Unit | Fast Moving Item | Company Site Office | Biomedical | No | 1 | 7 | 1163 | 1337,45 | Active | 0
BP0023 | PPM/ Service/Maintenance/ Repair Kits | 01-2202-0303-007 | Maintenance Kit 5000H | Unit | Fast Moving Item | Company Site Office | Biomedical | No | 1 | 7 | 990 | 1138,5 | Active | 0
BP0024 | Printed Circuit Boards (PCB; Other than Power Supply) | 01-2202-0302-019 | Air Module | Unit | Just In Time | Centralized | Biomedical | No | 0 | 2 | 10500 | 12075 | Active | 0
BP0014 | Hoses/ Tubings/ Adaptors/ Couplers/ Connectors/ Pipes | 01-2202-0401-007 | CONNECTOR SPRILOG SENSOR | Unit | Fast Moving Item | Company Site Office | Biomedical | No | 1 | 10 | 104,38 | 120,04 | Active | 13
BP0006 | Cuffs | 01-0203-0102-001 | Adult Cuff | Unit | Fast Moving Item | Company Site Office | Biomedical | No | 1 | 10 | 79 | 90,85 | Active | 0
BP0006 | Cuffs | 01-0203-0103-001 | Small Adult Cuff | Unit | Fast Moving Item | Company Site Office | Biomedical | No | 1 | 10 | 166,9 | 191,94 | Active | 0
BP0006 | Cuffs | 01-0203-0103-002 | Child Cuff | Unit | Fast Moving Item | Company Site Office | Biomedical | No | 1 | 10 | 54 | 62,1 | Active | 3
BP0019 | O-Rings/ Belts/ Seals/ Gaskets/ Washers | 01-2202-0801-007 | O-Ring | Unit | Fast Moving Item | Company Site Office | Biomedical | No | 1 | 10 | 11 | 12,65 | Active | 2
BP0019 | O-Rings/ Belts/ Seals/ Gaskets/ Washers | 01-0101-0101-013 | Seal/Bodok | Unit | Fast Moving Item | Company Site Office | Biomedical | No | 10 | 210 | 8 | 9,2 | Active | 2
BP0011 | Equipment Specific Parts | 01-0101-0101-036 | MK4 STAINLESS STELL MEDICAL AIR | Unit | One Off | Others | Biomedical | No | 0 | 40 | 65 | 74,75 | Active | 23
BP0011 | Equipment Specific Parts | 01-0104-0101-005 | Silencer | Unit | One Off | Others | Biomedical | No | 0 | 3 | 2,4 | 2,76 | Active | 0
BP0011 | Equipment Specific Parts | 01-0101-0101-032 | 1/2 Clip | Unit | One Off | Others | Biomedical | No | 0 | 50 | 1,1 | 1,27 | Active | 0
BP0011 | Equipment Specific Parts | 01-0101-0101-033 | 9/16 Clip | Unit | One Off | Others | Biomedical | No | 0 | 50 | 1,3 | 1,5 | Active | 0
BP0005 | Casing/ Covers/ Brackets/ Latches/ Part Holders | 01-0203-0301-007 | COLIN BP 8800 Front Case | Unit | One Off | Others | Biomedical | No | 0 | 2 | 733 | 842,95 | Active | 1
BP0011 | Equipment Specific Parts | 01-0203-0302-005 | COLIN Luer Lock Fitting | Unit | One Off | Others | Biomedical | No | 0 | 32 | 59,7 | 68,66 | Active | 14
BP0006 | Cuffs | 01-1903-0101-003 | Cuff Complete Adult | Unit | Fast Moving Item | Company Site Office | Biomedical | No | 10 | 200 | 12,5 | 14,38 | Active | 0
BP0006 | Cuffs | 01-1903-0101-005 | Cuff Complete Pead ACCOSON | Unit | Fast Moving Item | Company Site Office | Biomedical | No | 1 | 10 | 10 | 11,5 | Active | 3
BP0006 | Cuffs | 01-1903-0101-019 | Bp Cuff Bandage Adult Acoson | Unit | Fast Moving Item | Company Site Office | Biomedical | No | 1 | 20 | 10 | 11,5 | Active | 0
BP0024 | Printed Circuit Boards (PCB; Other than Power Supply) | 01-1909-0305-001 | E Module | Unit | One Off | Others | Biomedical | No | 0 | 1 | 950 | 1092,5 | Active | 0
BP0024 | Printed Circuit Boards (PCB; Other than Power Supply) | 01-0903-0105-001 | N MODULE (220-240V) B BRAUN 34506683 | Unit | One Off | Others | Biomedical | No | 0 | 5 | 400 | 460 | Active | 2
BP0015 | Keyboards/ Keypads/ Remotes | 01-0903-0104-006 | Foil Keyboard BBRAUN | Unit | One Off | Others | Biomedical | No | 0 | 10 | 200 | 230 | Active | 1
BP0001 | Batteries/ UPS | 01-0901-0105-001 | RECHARGEABLE BATTERY ATOM 12V | Unit | Just In Time | Centralized | Biomedical | No | 0 | 10 | 475 | 546,25 | Active | 0
BP0003 | Bulbs/ Lamps | 01-1602-0101-002 | MEDELA LAMP BODY MADELA | Unit | One Off | Others | Biomedical | No | 0 | 10 | 1495 | 1719,25 | Active | 3
BP0003 | Bulbs/ Lamps | 01-1602-0101-004 | MEDELA Lamp Grid MADELA | Unit | One Off | Others | Biomedical | No | 0 | 10 | 685 | 787,75 | Active | 6
BP0003 | Bulbs/ Lamps | 01-1602-0201-002 | PHOTHOTHERAPY LAMP PHOTOTHERAPY TL20/52 | Unit | Fast Moving Item | Company Site Office | Biomedical | No | 10 | 200 | 21 | 24,15 | Active | 54
BP0003 | Bulbs/ Lamps | 01-1602-0201-003 | PHOTOTHERAPY LAMP TLD 30/03 | Unit | Fast Moving Item | Company Site Office | Biomedical | No | 1 | 10 | 26 | 29,9 | Active | 250
BP0003 | Bulbs/ Lamps | 01-1602-0201-007 | PHOTOTHERAPY LAMP 40/03 | Unit | Fast Moving Item | Company Site Office | Biomedical | No | 10 | 200 | 31 | 35,65 | Active | 25
BP0025 | Sensors/ Detectors | 01-1603-0401-008 | Po Finger Clip Sensor | Unit | One Off | Others | Biomedical | No | 0 | 15 | 323 | 371,45 | Active | 0
BP0025 | Sensors/ Detectors | 01-1603-0401-009 | Po Ohmeda Flex 11 Sensor | Unit | One Off | Others | Biomedical | No | 0 | 1 | 300 | 345 | Active | 0
BP0025 | Sensors/ Detectors | 01-1603-0401-010 | Ear Clip Sensor | Unit | One Off | Others | Biomedical | No | 0 | 1 | 150 | 172,5 | Active | 0
BP0007 | Diaphragms/ Pumps | 01-0903-0105-002 | A MODULE B Braun Pump | Unit | One Off | Others | Biomedical | No | 0 | 3 | 712 | 818,8 | Active | 1
BP0001 | Batteries/ UPS | 01-1601-0701-004 | Battery | Unit | Just In Time | Centralized | Biomedical | No | 0 | 1 | 400 | 460 | Active | 0
BP0011 | Equipment Specific Parts | 01-0903-0201-009 | TOP 3300 HANDLE MAIN UNIT (T6335602(2)) | Unit | One Off | Others | Biomedical | No | 0 | 1 | 76 | 87,4 | Active | 0
BP0011 | Equipment Specific Parts | 01-1909-0101-004 | TOP 5100 Power Regulator KWS10-15 | Unit | Fast Moving Item | Company Site Office | Biomedical | No | 1 | 26 | 250 | 287,5 | Active | 7
BP0011 | Equipment Specific Parts | 01-1909-0104-002 | TOP 5300 Base WITH HANDLE T6535604 | Unit | One Off | Others | Biomedical | No | 0 | 3 | 277 | 318,55 | Active | 1
BP0011 | Equipment Specific Parts | 01-1910-0101-003 | Slider Subass | Unit | One Off | Others | Biomedical | No | 0 | 15 | 441 | 507,15 | Active | 0
BP0011 | Equipment Specific Parts | 01-1909-0201-004 | TOP 5300 Clamp Unit T653-044 | Unit | One Off | Others | Biomedical | No | 0 | 20 | 190 | 218,5 | Active | 1
BP0011 | Equipment Specific Parts | 01-1909-0204-006 | Boot Unit | Unit | One Off | Others | Biomedical | No | 0 | 10 | 122 | 140,3 | Active | 0
BP0011 | Equipment Specific Parts | 01-1909-0204-007 | Dial Unit | Unit | One Off | Others | Biomedical | No | 0 | 60 | 110 | 126,5 | Active | 14
BP0005 | Casing/ Covers/ Brackets/ Latches/ Part Holders | 01-1909-0201-016 | Slider Cover Unit | Unit | One Off | Others | Biomedical | No | 0 | 10 | 410 | 471,5 | Active | 0
BP0005 | Casing/ Covers/ Brackets/ Latches/ Part Holders | 01-1909-0204-015 | Sypu Lower Case | Unit | One Off | Others | Biomedical | No | 0 | 3 | 252 | 289,8 | Active | 0
BP0011 | Equipment Specific Parts | 01-1909-0302-001 | Universal Clamp Complete | Unit | One Off | Others | Biomedical | No | 0 | 10 | 372 | 427,8 | Active | 1
BP0011 | Equipment Specific Parts | 01-1909-0305-002 | Drive Unit Complete | Unit | One Off | Others | Biomedical | No | 0 | 3 | 1330 | 1529,5 | Active | 0
BP0022 | Power Supply Unit (PCB or Module)/ Transfomer | 01-1909-0304-005 | Sypu A Module(Battery R/Able Power Pack & Board) | Unit | Just In Time | Centralized | Biomedical | No | 1 | 2 | 1500 | 1725 | Active | 0
BP0001 | Batteries/ UPS | 01-1909-0701-001 | Rechargeable Battery | Unit | One Off | Others | Biomedical | No | 0 | 2 | 80 | 92 | Active | 0
BP0003 | Bulbs/ Lamps | 01-2009-0101-001 | Bulb FML2TEX-N (For Eye Treadment Chair) | Unit | Just In Time | Centralized | Biomedical | No | 0 | 5 | 75 | 86,25 | Active | 0
BP0023 | PPM/ Service/Maintenance/ Repair Kits | 01-2202-1301-004 | PPM KIT 10K FOR 10.4 GUI | Unit | Fast Moving Item | Company Site Office | Biomedical | No | 1 | 10 | 900 | 1035 | Active | 0
BP0004 | Cables/ Lead Wires (or any part of it) | 01-0401-0101-002 | PHYSIO CONTROL LP9B 3 lead Trunk Cable | Unit | Fast Moving Item | Company Site Office | Biomedical | No | 1 | 20 | 150 | 172,5 | Active | 10
BP0011 | Equipment Specific Parts | 01-0401-0101-009 | Recorder Assy | Unit | One Off | Others | Biomedical | No | 0 | 5 | 3100 | 3565 | Active | 0
BP0011 | Equipment Specific Parts | 01-0401-0101-003 | PHYSIO CONTROL LP9B Printer Roller Assy 21330-000656 | Unit | One Off | Others | Biomedical | No | 0 | 10 | 490 | 563,5 | Active | 2
BP0003 | Bulbs/ Lamps | 01-0306-0203-007 | BULB HITACHI HALOGEN LAMP 12V 20W P/N:705-0840 | Unit | Just In Time | Centralized | Biomedical | No | 0 | 5 | 80 | 92 | Active | 3
BP0001 | Batteries/ UPS | 01-0203-1201-001 | BATTERY OMRON 4.8V 1.6 AH | Unit | Just In Time | Centralized | Biomedical | No | 0 | 30 | 120 | 138 | Active | 18
BP0003 | Bulbs/ Lamps | 01-2205-0301-001 | Xenon Lamp 300 | Unit | Just In Time | Centralized | Biomedical | No | 0 | 10 | 3000 | 3450 | Active | 0
BP0003 | Bulbs/ Lamps | 01-1505-0301-001 | OL BULB HALOGEN 24V 150W W/O REFLECTOR | Unit | Fast Moving Item | Company Site Office | Biomedical | No | 1 | 50 | 26 | 29,9 | Active | 21
BP0003 | Bulbs/ Lamps | 01-1301-0701-001 | Bulb Halogen 12V 100W Reflector | Unit | Just In Time | Centralized | Biomedical | No | 0 | 20 | 12 | 13,8 | Active | 0
BP0003 | Bulbs/ Lamps | 01-1301-0701-003 | Mic Bulb Halogen 12V 100W Reflector | Unit | Just In Time | Centralized | Biomedical | No | 0 | 20 | 18 | 20,7 | Active | 0
BP0003 | Bulbs/ Lamps | 01-1301-0702-001 | Mic Lamp Regulation Board | Unit | One Off | Others | Biomedical | No | 0 | 3 | 350 | 402,5 | Active | 0
BP0003 | Bulbs/ Lamps | 01-1305-0201-001 | Halogen Bulb 6V 30W(Carl Zies) | Unit | Just In Time | Centralized | Biomedical | No | 0 | 8 | 105 | 120,75 | Active | 2
BP0011 | Equipment Specific Parts | 01-1301-0104-002 | OLYMPUS CH-120V,30WSB | Unit | Fast Moving Item | Company Site Office | Biomedical | No | 1 | 7 | 65 | 74,75 | Active | 4
BP0001 | Batteries/ UPS | 01-0401-0101-001 | Battery for physio control Defibrillator LP9B | Unit | Just In Time | Centralized | Biomedical | No | 0 | 12 | 450 | 517,5 | Active | 0
BP0001 | Batteries/ UPS | 01-0401-0104-002 | Life Pack Nicd Battery | Unit | Just In Time | Centralized | Biomedical | No | 0 | 4 | 450 | 517,5 | Active | 0
BP0001 | Batteries/ UPS | 01-0401-0104-003 | Rechargeable Battery | Unit | Just In Time | Centralized | Biomedical | No | 0 | 1 | 1100 | 1265 | Active | 0
BP0024 | Printed Circuit Boards (PCB; Other than Power Supply) | 01-0401-0101-010 | Main Pcb Assembly | Unit | One Off | Others | Biomedical | No | 0 | 1 | 5500 | 6325 | Active | 0
BP0001 | Batteries/ UPS | 01-0401-0502-002 | Rechargeable Battery 12V 4.5Ah | Unit | Just In Time | Centralized | Biomedical | No | 0 | 2 | 300 | 345 | Active | 0
BP0001 | Batteries/ UPS | 01-0109-0401-001 | Battery Ups | Unit | Just In Time | Centralized | Biomedical | No | 0 | 10 | 145 | 166,75 | Active | 0
BP0007 | Diaphragms/ Pumps | 01-2203-0101-012 | Diaphragm (Silicon) | Unit | Fast Moving Item | Company Site Office | Biomedical | No | 1 | 30 | 50 | 57,5 | Active | 24
BP0015 | Keyboards/ Keypads/ Remotes | 01-0503-0302-003 | Keyboard Panel | Unit | One Off | Others | Biomedical | No | 0 | 5 | 450 | 517,5 | Active | 0
BP0011 | Equipment Specific Parts | 01-0503-0302-007 | Thermal Head | Unit | One Off | Others | Biomedical | No | 0 | 10 | 800 | 920 | Active | 0
BP0011 | Equipment Specific Parts | 01-0503-0302-009 | Printer Roller Spool | Unit | One Off | Others | Biomedical | No | 0 | 10 | 35 | 40,25 | Active | 0
BP0011 | Equipment Specific Parts | 01-0901-0101-005 | Pb,Inverter | Unit | One Off | Others | Biomedical | No | 0 | 1 | 16 | 18,4 | Active | 0
BP0003 | Bulbs/ Lamps | 01-1202-0301-001 | BULB HEINE X.04.88.104 6V BINOCULAR | Unit | Fast Moving Item | Company Site Office | Biomedical | No | 1 | 5 | 255 | 293,25 | Active | 2
BP0011 | Equipment Specific Parts | 01-0803-0101-002 | Infant Humidifier Chamber | Unit | One Off | Others | Biomedical | No | 0 | 5 | 860 | 989 | Active | 0
BP0011 | Equipment Specific Parts | 01-0803-0102-021 | FISHER & PAYKEL ELECTRICAL ADAPTOR 900MR558 | Unit | Fast Moving Item | Company Site Office | Biomedical | No | 1 | 21 | 360 | 414 | Active | 3
BP0014 | Hoses/ Tubings/ Adaptors/ Couplers/ Connectors/ Pipes | 01-0803-0102-002 | FISHER&PAYKEL Hose Heater Wire 900MR751 | Unit | Fast Moving Item | Company Site Office | Biomedical | No | 1 | 20 | 378 | 434,7 | Active | 8
BP0014 | Hoses/ Tubings/ Adaptors/ Couplers/ Connectors/ Pipes | 01-0803-0102-005 | FISHER & PAYKEL HOSE HEATER WIRE ASSY 900MR510 | Unit | Fast Moving Item | Company Site Office | Biomedical | No | 1 | 20 | 230 | 264,5 | Active | 0
BP0004 | Cables/ Lead Wires (or any part of it) | 01-0502-0201-029 | VALLEYLAB Cable Bipolar Active | Unit | Fast Moving Item | Company Site Office | Biomedical | No | 1 | 6 | 450 | 517,5 | Active | 3
BP0004 | Cables/ Lead Wires (or any part of it) | 01-0502-0201-030 | Cable Bipolar Forceps | Unit | Fast Moving Item | Company Site Office | Biomedical | No | 1 | 5 | 499 | 573,85 | Active | 0
BP0004 | Cables/ Lead Wires (or any part of it) | 01-0502-0201-039 | VALLEYLAB ESU HANDSEITCHING-SETCH PENCIL E2100 | Unit | One Off | Others | Biomedical | No | 0 | 2 | 310 | 356,5 | Active | 2
BP0025 | Sensors/ Detectors | 01-1603-0501-002 | Finger Probe Spo2 Sensor | Unit | Fast Moving Item | Company Site Office | Biomedical | No | 1 | 4 | 580 | 667 | Active | 0
BP0001 | Batteries/ UPS | 01-1601-1501-003 | Nicked Rechargeable Battery 16Vdc 2.5Ah | Unit | Just In Time | Centralized | Biomedical | No | 0 | 10 | 140 | 161 | Active | 0
BP0005 | Casing/ Covers/ Brackets/ Latches/ Part Holders | 01-1602-0601-003 | Holder Bulb Assy | Unit | Fast Moving Item | Company Site Office | Biomedical | No | 1 | 12 | 260 | 299 | Active | 0
BP0004 | Cables/ Lead Wires (or any part of it) | 01-1603-0401-011 | Oxylead Interconnect Cable | Unit | Fast Moving Item | Company Site Office | Biomedical | No | 1 | 10 | 45,5 | 52,33 | Active | 0
BP0025 | Sensors/ Detectors | 01-1603-0801-001 | Spo2 Finger Sensor | Unit | Fast Moving Item | Company Site Office | Biomedical | No | 1 | 10 | 204,5 | 235,18 | Active | 0
BP0025 | Sensors/ Detectors | 01-1601-0402-007 | Spo2 Probe,Neonate,Stater Kit | Unit | Fast Moving Item | Company Site Office | Biomedical | No | 1 | 4 | 1346 | 1547,9 | Active | 0
BP0014 | Hoses/ Tubings/ Adaptors/ Couplers/ Connectors/ Pipes | 01-1601-0405-001 | Hose Connect, Trio | Unit | One Off | Others | Biomedical | No | 0 | 3 | 480 | 552 | Active | 0
BP0006 | Cuffs | 01-1601-0403-005 | Cuff Infant | Unit | Fast Moving Item | Company Site Office | Biomedical | No | 1 | 50 | 15 | 17,25 | Active | 25
BP0011 | Equipment Specific Parts | 01-0503-0102-006 | NIHON KOHDEN Paper Shaft AAA-20473 (20013) | Unit | One Off | Others | Biomedical | No | 0 | 4 | 50 | 57,5 | Active | 3
BP0011 | Equipment Specific Parts | 01-0503-0102-016 | NIHON KOHDEN 6851K Strap 38cm | Unit | One Off | Others | Biomedical | No | 0 | 11 | 3,6 | 4,14 | Active | 10
BP0005 | Casing/ Covers/ Brackets/ Latches/ Part Holders | 01-0601-0201-003 | Cover For Battery | Unit | One Off | Others | Biomedical | No | 0 | 5 | 175 | 201,25 | Active | 1
BP0025 | Sensors/ Detectors | 01-1603-0603-002 | NOVAMETRIX SPO2 FINGER SENSOR Y | Unit | Fast Moving Item | Company Site Office | Biomedical | No | 1 | 23 | 620 | 713 | Active | 3
BP0025 | Sensors/ Detectors | 01-1603-0603-003 | Spo2 Finger Sensor, 8744 | Unit | Fast Moving Item | Company Site Office | Biomedical | No | 1 | 20 | 10 | 11,5 | Active | 0
BP0025 | Sensors/ Detectors | 01-1603-0601-002 | Reusable Oxysnap Finger Sensor | Unit | Fast Moving Item | Company Site Office | Biomedical | No | 1 | 10 | 1520,3 | 1748,35 | Active | 0
BP0025 | Sensors/ Detectors | 01-1601-0101-001 | Spo2 Adult Finger Tranducer | Unit | Fast Moving Item | Company Site Office | Biomedical | No | 1 | 10 | 350 | 402,5 | Active | 3
BP0025 | Sensors/ Detectors | 01-1601-0105-002 | Pead Spo 2 Sensor | Unit | Fast Moving Item | Company Site Office | Biomedical | No | 1 | 2 | 450 | 517,5 | Active | 0
BP0025 | Sensors/ Detectors | 01-1601-0106-001 | SPO2 Finger Sensor Adult | Unit | Fast Moving Item | Company Site Office | Biomedical | No | 1 | 5 | 900 | 1035 | Active | 0
BP0001 | Batteries/ UPS | 01-1609-0301-001 | Rechargeable Battery 12V 1.2Ah | Unit | Just In Time | Centralized | Biomedical | No | 0 | 10 | 80 | 92 | Active | 0
BP0005 | Casing/ Covers/ Brackets/ Latches/ Part Holders | 01-1909-0101-002 | Upper Casing,Clamp&Sheet | Unit | One Off | Others | Biomedical | No | 0 | 1 | 671 | 771,65 | Active | 0
BP0022 | Power Supply Unit (PCB or Module)/ Transfomer | 01-1909-0101-003 | Power Supply Regulator | Unit | Fast Moving Item | Company Site Office | Biomedical | No | 1 | 15 | 250 | 287,5 | Active | 0
BP0002 | Blankets/ Mattresses | 01-1810-0101-002 | RIPPLE MATTRESS INDIVIDUAL CELL | Unit | Fast Moving Item | Company Site Office | Biomedical | No | 1 | 30 | 560 | 644 | Active | 0
BP0007 | Diaphragms/ Pumps | 01-1803-0101-003 | Diapharm | Unit | Fast Moving Item | Company Site Office | Biomedical | No | 1 | 100 | 205 | 235,75 | Active | 14
BP0011 | Equipment Specific Parts | 01-1803-0101-004 | Silencer Bag Assy | Unit | One Off | Others | Biomedical | No | 0 | 100 | 75 | 86,25 | Active | 7
BP0023 | PPM/ Service/Maintenance/ Repair Kits | 01-2202-1901-001 | 5K PREVENTIVE MAINTENANCE KIT,VELA | Unit | Fast Moving Item | Company Site Office | Biomedical | No | 1 | 6 | 1305 | 1500,75 | Active | 0
BP0025 | Sensors/ Detectors | 01-1603-1604-001 | Finger Probe Adult 1.5Ft/Adult Reuble Oximeter Sensor | Unit | Fast Moving Item | Company Site Office | Biomedical | No | 1 | 5 | 600 | 690 | Active | 0
BP0004 | Cables/ Lead Wires (or any part of it) | 01-1603-1604-002 | Extension Cable 8Ft(2.4M) | Unit | Fast Moving Item | Company Site Office | Biomedical | No | 1 | 5 | 570 | 655,5 | Active | 0
BP0001 | Batteries/ UPS | 01-1603-2101-001 | Rechargeable Battery | Unit | Just In Time | Centralized | Biomedical | No | 0 | 5 | 260 | 299 | Active | 0
BP0001 | Batteries/ UPS | 01-0203-0601-002 | Battery | Unit | Just In Time | Centralized | Biomedical | No | 0 | 10 | 300 | 345 | Active | 0
BP0004 | Cables/ Lead Wires (or any part of it) | 01-1604-1601-001 | PHILIPS Spo2 Sensor Adapter Cable M1940A | Unit | One Off | Others | Biomedical | No | 0 | 5 | 328 | 377,2 | Active | 2
BP0001 | Batteries/ UPS | 01-1609-0102-001 | Rechargeable Battery 6V 12Ah | Unit | Just In Time | Centralized | Biomedical | No | 0 | 40 | 80 | 92 | Active | 12
BP0003 | Bulbs/ Lamps | 01-1620-0100-001 | PHOTHOTHERAPY LAMP BULB ULTRAVIOLET UV-AL 100W/13 | Unit | Fast Moving Item | Company Site Office | Biomedical | No | 1 | 100 | 290 | 333,5 | Active | 0
BP0003 | Bulbs/ Lamps | 01-1620-0100-002 | PHOTHOTHERAPY LAMP BULB ULTRAVIOLET UV-B TL 100W/12 | Unit | Fast Moving Item | Company Site Office | Biomedical | No | 1 | 70 | 350 | 402,5 | Active | 0
BP0026 | Solenoids/ Valves/ Gauges | 01-1803-0102-001 | RP VALVE BODY ASSEMBLY | Unit | One Off | Others | Biomedical | No | 0 | 2 | 80 | 92 | Active | 0
BP0005 | Casing/ Covers/ Brackets/ Latches/ Part Holders | 01-1803-1201-001 | Handle Bracket Set | Unit | One Off | Others | Biomedical | No | 0 | 10 | 175 | 201,25 | Active | 0
BP0011 | Equipment Specific Parts | 01-1803-1201-002 | Compressor | Unit | One Off | Others | Biomedical | No | 0 | 2 | 600 | 690 | Active | 0
BP0011 | Equipment Specific Parts | 01-1803-1401-001 | Air Reservoir | Unit | One Off | Others | Biomedical | No | 0 | 10 | 55 | 63,25 | Active | 0
BP0007 | Diaphragms/ Pumps | 01-1803-1401-002 | Pumping Set | Unit | One Off | Others | Biomedical | No | 0 | 10 | 63,6 | 73,14 | Active | 0
BP0013 | Heater Elements | 01-1806-0101-001 | Element Heating | Unit | Fast Moving Item | Company Site Office | Biomedical | No | 1 | 10 | 340 | 391 | Active | 1
BP0011 | Equipment Specific Parts | 01-1902-0202-001 | Sl 6V 20W Toeimeter | Unit | Fast Moving Item | Company Site Office | Biomedical | No | 1 | 10 | 288 | 331,2 | Active | 0
BP0003 | Bulbs/ Lamps | 01-1902-0401-001 | Bulb 12 V 30 W | Unit | Fast Moving Item | Company Site Office | Biomedical | No | 1 | 8 | 24 | 27,6 | Active | 5
BP0004 | Cables/ Lead Wires (or any part of it) | 01-1603-0901-002 | Patient Extension Cable 8' | Unit | Fast Moving Item | Company Site Office | Biomedical | No | 1 | 15 | 580 | 667 | Active | 4
BP0024 | Printed Circuit Boards (PCB; Other than Power Supply) | 01-1302-0101-002 | Pcb,Display | Unit | One Off | Others | Biomedical | No | 0 | 1 | 100 | 115 | Active | 0
BP0024 | Printed Circuit Boards (PCB; Other than Power Supply) | 01-1302-0101-003 | Pcb,Main | Unit | One Off | Others | Biomedical | No | 0 | 1 | 38 | 43,7 | Active | 0
BP0011 | Equipment Specific Parts | 01-1401-0102-001 | PARI Automizer Upper Section | Unit | One Off | Others | Biomedical | No | 0 | 4 | 180 | 207 | Active | 1
BP0011 | Equipment Specific Parts | 01-1401-0102-003 | Nozzle Complete | Unit | One Off | Others | Biomedical | No | 0 | 4 | 280 | 322 | Active | 0
BP0006 | Cuffs | 01-0203-0501-005 | Cuff Single Tube Child | Unit | Fast Moving Item | Company Site Office | Biomedical | No | 1 | 150 | 30 | 34,5 | Active | 12
BP0026 | Solenoids/ Valves/ Gauges | 01-0804-0101-001 | Terumo Vacuum Valve | Unit | One Off | Others | Biomedical | No | 0 | 1 | 1090 | 1253,5 | Active | 0
BP0027 | Switchs/ Knobs/Buttons | 01-0203-0301-010 | Sheet Switch COLIN BP8800 | Unit | One Off | Others | Biomedical | No | 0 | 30 | 450 | 517,5 | Active | 5
BP0001 | Batteries/ UPS | 01-2400-0101-001 | Battery 7.2V | Unit | Just In Time | Centralized | Biomedical | No | 0 | 5 | 80 | 92 | Active | 0
BP0001 | Batteries/ UPS | 01-0903-0104-010 | IP BATTERY 34508210 | Unit | Just In Time | Centralized | Biomedical | No | 0 | 7 | 80 | 92 | Active | 0
BP0003 | Bulbs/ Lamps | 01-1504-0101-004 | BULB KEELER OPTHALMOSCOPE BULB 2.8V | Unit | Fast Moving Item | Company Site Office | Biomedical | No | 1 | 13 | 105 | 120,75 | Active | 5
BP0014 | Hoses/ Tubings/ Adaptors/ Couplers/ Connectors/ Pipes | 01-0903-0202-004 | Tube Pressure C/W Rubber | Unit | Fast Moving Item | Company Site Office | Biomedical | No | 1 | 20 | 145 | 166,75 | Active | 12
BP0001 | Batteries/ UPS | 01-0203-0902-003 | Battery 6V | Unit | Just In Time | Centralized | Biomedical | No | 0 | 1 | 80 | 92 | Active | 0
BP0001 | Batteries/ UPS | 01-0203-0902-006 | BATTERY MINDRAY PM600 LC-R061R3P | Unit | Just In Time | Centralized | Biomedical | No | 0 | 60 | 75 | 86,25 | Active | 14
BP0005 | Casing/ Covers/ Brackets/ Latches/ Part Holders | 01-0303-0301-001 | Case Bottom | Unit | One Off | Others | Biomedical | No | 0 | 3 | 328 | 377,2 | Active | 0
BP0028 | Transducers/ Probes | 01-0306-0203-002 | Probe Aga | Unit | One Off | Others | Biomedical | No | 0 | 1 | 2132 | 2451,8 | Active | 0
BP0022 | Power Supply Unit (PCB or Module)/ Transfomer | 01-0401-0101-006 | Power Convertion Board | Unit | One Off | Others | Biomedical | No | 0 | 1 | 5500 | 6325 | Active | 0
BP0001 | Batteries/ UPS | 01-0401-0402-001 | Rechargeable Battery | Unit | Just In Time | Centralized | Biomedical | No | 0 | 1 | 1100 | 1265 | Active | 0
BP0011 | Equipment Specific Parts | 01-2203-0101-003 | Manometer With Pointer | Unit | One Off | Others | Biomedical | No | 0 | 2 | 498,5 | 573,28 | Active | 0
BP0023 | PPM/ Service/Maintenance/ Repair Kits | 01-0101-0101-001 | Ppm Kit | Unit | Fast Moving Item | Company Site Office | Biomedical | No | 1 | 10 | 2850 | 3277,5 | Active | 0
BP0028 | Transducers/ Probes | 01-0101-0101-034 | O2 STAINLESS STEEL OXY PROBE REMOTE O2 | Unit | One Off | Others | Biomedical | No | 0 | 50 | 65 | 74,75 | Active | 10
BP0010 | Electronic Components | 01-0401-0502-006 | Patient Relay | Unit | Just In Time | Centralized | Biomedical | No | 0 | 3 | 300 | 345 | Active | 0
BP0024 | Printed Circuit Boards (PCB; Other than Power Supply) | 01-0503-0302-013 | Mother Board Unit | Unit | One Off | Others | Biomedical | No | 0 | 10 | 38 | 43,7 | Active | 0
BP0001 | Batteries/ UPS | 01-0503-0801-001 | Battery 9.6V 1100mAH w/out connector | Unit | Just In Time | Centralized | Biomedical | No | 0 | 10 | 80 | 92 | Active | 0
BP0001 | Batteries/ UPS | 01-0609-0000-001 | Battery for Entral feeding | Unit | Just In Time | Centralized | Biomedical | No | 0 | 60 | 80 | 92 | Active | 8
BP0010 | Electronic Components | 01-0802-0101-025 | Relay Solid State | Unit | One Off | Others | Biomedical | No | 0 | 4 | 40 | 46 | Active | 0
BP0004 | Cables/ Lead Wires (or any part of it) | 01-0802-0101-038 | Patient Cable | Unit | One Off | Others | Biomedical | No | 0 | 4 | 276,1 | 317,52 | Active | 0
BP0005 | Casing/ Covers/ Brackets/ Latches/ Part Holders | 01-1601-0402-005 | DATASCOPE BEZEL FRONT HIGHT ASSEMBLY 0380-00-0359-04 | Unit | One Off | Others | Biomedical | No | 0 | 3 | 388 | 446,2 | Active | 0
BP0004 | Cables/ Lead Wires (or any part of it) | 01-1601-0301-007 | Spo2 Adaptor Cable | Unit | Fast Moving Item | Company Site Office | Biomedical | No | 1 | 6 | 1800 | 2070 | Active | 0
BP0012 | Filters | 01-1907-0201-007 | AMEDA, 7 Shut Off Filter | Unit | Just In Time | Centralized | Biomedical | No | 0 | 59 | 7 | 8,05 | Active | 45
BP0004 | Cables/ Lead Wires (or any part of it) | 01-1603-0601-003 | Extension Cable | Unit | Fast Moving Item | Company Site Office | Biomedical | No | 1 | 10 | 670 | 770,5 | Active | 0
BP0004 | Cables/ Lead Wires (or any part of it) | 01-1603-0602-003 | Connector Cable (Db-9/Oxysnap) | Unit | Fast Moving Item | Company Site Office | Biomedical | No | 1 | 15 | 350 | 402,5 | Active | 0
BP0023 | PPM/ Service/Maintenance/ Repair Kits | 01-2203-0101-006 | SECHRIST Ppm Service Kit | Unit | Fast Moving Item | Company Site Office | Biomedical | No | 1 | 10 | 10 | 11,5 | Active | 1
BP0017 | Membranes | 01-0903-0205-001 | Membrane Sheet | Unit | Fast Moving Item | Company Site Office | Biomedical | No | 1 | 20 | 70 | 80,5 | Active | 0
BP0003 | Bulbs/ Lamps | 01-1301-0201-001 | Bulb OSRAM 5001BA15s 6V 10W | Unit | Fast Moving Item | Company Site Office | Biomedical | No | 1 | 10 | 24 | 27,6 | Active | 7
BP0003 | Bulbs/ Lamps | 01-1505-0201-001 | Bulb 24V 40W | Unit | Just In Time | Centralized | Biomedical | No | 0 | 20 | 77 | 88,55 | Active | 0
BP0003 | Bulbs/ Lamps | 01-1505-0701-001 | Bulb Halogen 50W 24V | Unit | Fast Moving Item | Company Site Office | Biomedical | No | 1 | 15 | 18 | 20,7 | Active | 0
BP0003 | Bulbs/ Lamps | 01-1505-0303-001 | Bulb 24v 100w | Unit | Fast Moving Item | Company Site Office | Biomedical | No | 1 | 20 | 50 | 57,5 | Active | 0
BP0011 | Equipment Specific Parts | 01-1601-0103-009 | Ic | Unit | Just In Time | Centralized | Biomedical | No | 0 | 10 | 182 | 209,3 | Active | 1
BP0011 | Equipment Specific Parts | 01-0901-0303-018 | AIR SHIELD Grommet Access | Unit | One Off | Others | Biomedical | No | 0 | 7 | 120 | 138 | Active | 7
BP0011 | Equipment Specific Parts | 01-0901-0304-009 | AIR SHIELD Iris Sleeve (Pack Of 4) | Unit | One Off | Others | Biomedical | No | 0 | 106 | 18 | 20,7 | Active | 18
BP0011 | Equipment Specific Parts | 01-1303-0101-001 | Htc Protection Sheild For Hps 101 | Unit | One Off | Others | Biomedical | No | 0 | 1 | 18 | 20,7 | Active | 0
BP0027 | Switchs/ Knobs/Buttons | 01-1303-0101-002 | MEDELA DOUBLE ROCKER SWITCH MADELA | Unit | One Off | Others | Biomedical | No | 0 | 1 | 70 | 80,5 | Active | 1
BP0016 | Mechanical Components | 01-1303-0202-001 | MEDELA SQUARE NUT MADELA | Unit | One Off | Others | Biomedical | No | 0 | 2 | 18 | 20,7 | Active | 1
BP0020 | Paddles/ Wheels/ Castors/Brakes | 01-1402-0301-001 | CASTOR WHEEL WITH SCREW HEAD 2 | Unit | One Off | Others | Biomedical | No | 0 | 50 | 3,5 | 4,03 | Active | 0
BP0028 | Transducers/ Probes | 01-0303-0201-003 | CARDIOTOCOGRAPH 1.5Mhz Ultrasound Transducer (Yellow) | Unit | Just In Time | Centralized | Biomedical | No | 0 | 5 | 2398 | 2757,7 | Active | 2